## TABLE 6
TABLE 6 LIMITING HEIGHT FOR STRUCTURAL NON-BEARING WALL STUDS
|  |  |  | SHAPE: | 362S125-033
| WEB: | 362
|  |  |  | MAX HEIGHT: | 19.53 | FT
| FLANGE: | 125 |  | *IF MAX HEIGHT = #N/A, THEN IT IS NOT IN OUR ICC
| GAUGE: | 033
| STUD SPACING: | 16 | " O.C
MAX HEIGHT IS FOR L/120, 5PSF ONLY,
REFER TO STEELER ICC REPORT IF DIFFERS

## CALCS (hidden)
WEB | 362 |  |  | WEB | FLANGE | GAUGE | SPACING
FLANGE | 125 |  |  | 162 | 125 | 033 | 12
GAUGE | 033 |  |  | 250 | 137 | 043 | 16
|  |  |  | 350 | 162 | 054 | 24
| 125033 |  |  | 362 | 200 | 068
362 | S125-033 |  |  | 400 | 250 | 097
362S125-033 |  |  |  | 550 | 300 | 118
|  |  |  | 600 | 350
362S125-033 | 12" O.C. |  |  | 800
| 22.21 | 12 | O.C. | 1000
1200
1400
1600
362S125-033 | 16" O.C.
| 19.53 | 16 | O.C.
362S125-033 | 24" O.C.
| 15.95 | 24 | O.C.
16 | O.C.
19.53 | MAX HEIGHT

## 12 (hidden)
PART NUMBER | SPACING | HEIGHT
162S125-033 | 12 | 12.04
162S125-043 | 12 | 13.09
162S125-054 | 12 | 13.93
162S137-033 | 12 | 12.55
162S137-043 | 12 | 13.65
162S137-054 | 12 | 14.6
162S162-033 | 12 | 13.14
162S162-043 | 12 | 14.36
162S162-054 | 12 | 15.33
250S125-033 | 12 | 16.66
250S125-043 | 12 | 18.17
250S125-054 | 12 | 19.36
250S125-068 | 12 | 20.67
250S137-033 | 12 | 17.36
250S137-043 | 12 | 18.95
250S137-054 | 12 | 20.35
250S137-068 | 12 | 21.77
250S162-033 | 12 | 18.12
250S162-043 | 12 | 19.94
250S162-054 | 12 | 21.33
250S162-068 | 12 | 22.79
250S162-097 | 12 | 25.14
350S125-033 | 12 | 21.61
350S125-043 | 12 | 23.59
350S125-054 | 12 | 25.19
350S125-068 | 12 | 26.92
350S137-033 | 12 | 22.47
350S137-043 | 12 | 24.56
350S137-054 | 12 | 26.43
350S137-068 | 12 | 28.35
350S162-033 | 12 | 23.38
350S162-043 | 12 | 25.8
350S162-054 | 12 | 27.63
350S162-068 | 12 | 29.58
350S162-097 | 12 | 32.8
350S200-033 | 12 | 24.42
350S200-043 | 12 | 27.06
350S200-054 | 12 | 29
350S200-068 | 12 | 31.17
350S200-097 | 12 | 34.67
362S125-033 | 12 | 22.21
362S125-043 | 12 | 24.24
362S125-054 | 12 | 25.9
362S125-068 | 12 | 27.68
362S137-033 | 12 | 23.09
362S137-043 | 12 | 25.24
362S137-054 | 12 | 27.16
362S137-068 | 12 | 29.14
362S162-033 | 12 | 24.02
362S162-043 | 12 | 26.5
362S162-054 | 12 | 28.39
362S162-068 | 12 | 30.4
362S162-097 | 12 | 33.73
362S200-033 | 12 | 25.09
362S200-043 | 12 | 27.79
362S200-054 | 12 | 29.79
362S200-068 | 12 | 32.02
362S200-097 | 12 | 35.64
400S125-033 | 12 | 23.93
400S125-043 | 12 | 26.2
400S125-054 | 12 | 28.01
400S125-068 | 12 | 29.94
400S137-033 | 12 | 24.93
400S137-043 | 12 | 27.26
400S137-054 | 12 | 29.35
400S137-068 | 12 | 31.51
400S162-033 | 12 | 25.92
400S162-043 | 12 | 28.6
400S162-054 | 12 | 30.65
400S162-068 | 12 | 32.83
400S162-097 | 12 | 36.47
400S200-033 | 12 | 26.92
400S200-043 | 12 | 29.95
400S200-054 | 12 | 32.11
400S200-068 | 12 | 34.54
400S200-097 | 12 | 38.49
400S250-043 | 12 | 31.47
400S250-054 | 12 | 33.71
400S250-068 | 12 | 36.54
400S250-097 | 12 | 40.79
550S125-033 | 12 | 29.38
550S125-043 | 12 | 33.82
550S125-054 | 12 | 36.15
550S125-068 | 12 | 38.76
550S137-033 | 12 | 32.06
550S137-043 | 12 | 35.09
550S137-054 | 12 | 37.81
550S137-068 | 12 | 40.65
550S162-033 | 12 | 33.11
550S162-043 | 12 | 36.69
550S162-054 | 12 | 39.36
550S162-068 | 12 | 42.22
550S162-097 | 12 | 47.03
550S162-118 | 12 | 49.87
550S200-033 | 12 | 34.3
550S200-043 | 12 | 38.25
550S200-054 | 12 | 41.06
550S200-068 | 12 | 44.22
550S200-097 | 12 | 49.43
550S200-118 | 12 | 52.54
550S250-043 | 12 | 39.95
550S250-054 | 12 | 42.78
550S250-068 | 12 | 46.57
550S250-097 | 12 | 52.17
550S250-118 | 12 | 55.24
550S300-054 | 12 | 43.88
550S300-068 | 12 | 48.41
550S300-097 | 12 | 54.45
550S300-118 | 12 | 57.7
550S350-054 | 12 | 46.45
550S350-068 | 12 | 50.13
550S350-097 | 12 | 56.51
550S350-118 | 12 | 60.08
600S125-033 | 12 | 30.88
600S125-043 | 12 | 36.31
600S125-054 | 12 | 38.84
600S125-068 | 12 | 41.65
600S137-033 | 12 | 32.97
600S137-043 | 12 | 37.63
600S137-054 | 12 | 40.56
600S137-068 | 12 | 43.63
600S162-033 | 12 | 35.51
600S162-043 | 12 | 39.31
600S162-054 | 12 | 42.17
600S162-068 | 12 | 45.25
600S162-097 | 12 | 50.46
600S200-033 | 12 | 35.81
600S200-043 | 12 | 40.94
600S200-054 | 12 | 43.94
600S200-068 | 12 | 47.35
600S200-097 | 12 | 52.96
600S250-043 | 12 | 42.66
600S250-054 | 12 | 45.7
600S250-068 | 12 | 49.79
600S250-097 | 12 | 55.83
600S250-118 | 12 | 59.13
600S300-054 | 12 | 46.93
600S300-068 | 12 | 51.71
600S300-097 | 12 | 58.21
600S300-118 | 12 | 61.7
600S350-054 | 12 | 49.58
600S350-068 | 12 | 53.51
600S350-097 | 12 | 60.35
600S350-118 | 12 | 64.2
800S125-033 | 12 | 36.32
800S125-043 | 12 | 44.51
800S125-054 | 12 | 48.99
800S125-068 | 12 | 52.98
800S125-097 | 12 | 59.14
800S125-118 | 12 | 63.33
800S137-033 | 12 | 38.69
800S137-054 | 12 | 50.89
800S137-068 | 12 | 55.24
800S137-097 | 12 | 61.51
800S137-118 | 12 | 65.64
800S162-033 | 12 | 39.45
800S162-043 | 12 | 49.07
800S162-054 | 12 | 52.78
800S162-068 | 12 | 57.08
800S162-097 | 12 | 63.82
800S162-118 | 12 | 67.81
800S200-033 | 12 | 40.79
800S200-043 | 12 | 51.37
800S200-054 | 12 | 55.18
800S200-068 | 12 | 59.5
800S200-097 | 12 | 66.69
800S200-118 | 12 | 71.02
800S250-043 | 12 | 53.41
800S250-054 | 12 | 57.31
800S250-068 | 12 | 62.25
800S250-097 | 12 | 69.98
800S250-118 | 12 | 74.22
800S300-054 | 12 | 58.78
800S300-068 | 12 | 64.44
800S300-097 | 12 | 72.71
800S300-118 | 12 | 77.15
800S350-054 | 12 | 61.93
800S350-068 | 12 | 66.52
800S350-097 | 12 | 75.13
800S350-118 | 12 | 80.06
1000S125-043 | 12 | 50.26
1000S125-054 | 12 | 58.51
1000S125-068 | 12 | 63.52
1000S125-097 | 12 | 71.71
1000S125-118 | 12 | 76.82
1000S137-043 | 12 | 53.76
1000S137-054 | 12 | 60.59
1000S137-068 | 12 | 66.02
1000S137-097 | 12 | 74.3
1000S137-118 | 12 | 79.36
1000S162-043 | 12 | 57.87
1000S162-054 | 12 | 62.73
1000S162-068 | 12 | 68.06
1000S162-097 | 12 | 76.83
1000S162-118 | 12 | 81.72
1000S200-043 | 12 | 58.17
1000S200-054 | 12 | 65.14
1000S200-068 | 12 | 70.77
1000S200-097 | 12 | 79.98
1000S200-118 | 12 | 85.26
1000S250-043 | 12 | 60.74
1000S250-054 | 12 | 68.53
1000S250-068 | 12 | 74.36
1000S250-097 | 12 | 83.63
1000S250-118 | 12 | 88.76
1000S300-054 | 12 | 70.36
1000S300-068 | 12 | 76.78
1000S300-097 | 12 | 86.63
1000S300-118 | 12 | 92
1000S350-054 | 12 | 73.89
1000S350-068 | 12 | 79.29
1000S350-097 | 12 | 89.28
1000S350-118 | 12 | 95.24
1200S125-054 | 12 | 67.5
1200S125-068 | 12 | 73.59
1200S125-097 | 12 | 83.93
1200S125-118 | 12 | 90.16
1200S137-054 | 12 | 69.8
1200S137-068 | 12 | 76.32
1200S137-097 | 12 | 86.69
1200S137-118 | 12 | 92.88
1200S162-054 | 12 | 72.17
1200S162-068 | 12 | 78.53
1200S162-097 | 12 | 89.39
1200S162-118 | 12 | 95.4
1200S200-054 | 12 | 74.86
1200S200-068 | 12 | 81.52
1200S200-097 | 12 | 92.78
1200S200-118 | 12 | 99.2
1200S250-054 | 12 | 77.58
1200S250-068 | 12 | 85.17
1200S250-097 | 12 | 96.73
1200S250-118 | 12 | 102.95
1200S300-054 | 12 | 81.8
1200S300-068 | 12 | 88.91
1200S300-097 | 12 | 100.18
1200S300-118 | 12 | 106.44
1200S350-054 | 12 | 85.5
1200S350-068 | 12 | 92.09
1200S350-097 | 12 | 103.01
1200S350-118 | 12 | 109.96
1400S125-054 | 12 | 76.1
1400S125-068 | 12 | 83.27
1400S125-097 | 12 | 95.46
1400S125-118 | 12 | 103.34
1400S137-054 | 12 | 78.6
1400S137-068 | 12 | 86.21
1400S137-097 | 12 | 98.41
1400S137-118 | 12 | 106.19
1400S162-054 | 12 | 81.19
1400S162-068 | 12 | 88.59
1400S162-097 | 12 | 101.29
1400S162-118 | 12 | 108.82
1400S200-054 | 12 | 84.16
1400S200-068 | 12 | 91.85
1400S200-097 | 12 | 104.91
1400S200-118 | 12 | 112.83
1400S250-054 | 12 | 87.09
1400S250-068 | 12 | 95.82
1400S250-097 | 12 | 109.15
1400S250-118 | 12 | 116.79
1400S300-054 | 12 | 88.82
1400S300-068 | 12 | 98.83
1400S300-097 | 12 | 112.76
1400S300-118 | 12 | 120.56
1400S350-054 | 12 | 96.23
1400S350-068 | 12 | 104.26
1400S350-097 | 12 | 116.5
1400S350-118 | 12 | 124.37
1600S125-068 | 12 | 92.55
1600S125-097 | 12 | 106.66
1600S125-118 | 12 | 115.73
1600S137-068 | 12 | 95.7
1600S137-097 | 12 | 109.76
1600S137-118 | 12 | 118.73
1600S162-068 | 12 | 98.26
1600S162-097 | 12 | 112.8
1600S162-118 | 12 | 121.49
1600S200-068 | 12 | 101.77
1600S200-097 | 12 | 116.64
1600S200-118 | 12 | 125.73

## 16 (hidden)
PART NUMBER | SPACING | HEIGHT
162S125-033 | 16 | 10.94
162S125-043 | 16 | 11.9
162S125-054 | 16 | 12.66
162S137-033 | 16 | 11.4
162S137-043 | 16 | 12.41
162S137-054 | 16 | 13.27
162S162-033 | 16 | 11.94
162S162-043 | 16 | 13.05
162S162-054 | 16 | 13.93
250S125-033 | 16 | 15.14
250S125-043 | 16 | 16.51
250S125-054 | 16 | 17.59
250S125-068 | 16 | 18.78
250S137-033 | 16 | 15.77
250S137-043 | 16 | 17.22
250S137-054 | 16 | 18.49
250S137-068 | 16 | 19.78
250S162-033 | 16 | 16.46
250S162-043 | 16 | 18.11
250S162-054 | 16 | 19.38
250S162-068 | 16 | 20.71
250S162-097 | 16 | 22.84
350S125-033 | 16 | 19.12
350S125-043 | 16 | 21.43
350S125-054 | 16 | 22.88
350S125-068 | 16 | 24.46
350S137-033 | 16 | 20.41
350S137-043 | 16 | 22.32
350S137-054 | 16 | 24.01
350S137-068 | 16 | 25.76
350S162-033 | 16 | 21.02
350S162-043 | 16 | 23.44
350S162-054 | 16 | 25.11
350S162-068 | 16 | 26.88
350S162-097 | 16 | 29.8
350S200-033 | 16 | 21.57
350S200-043 | 16 | 24.58
350S200-054 | 16 | 26.35
350S200-068 | 16 | 28.32
350S200-097 | 16 | 31.5
362S125-033 | 16 | 19.53
362S125-043 | 16 | 22.03
362S125-054 | 16 | 23.53
362S125-068 | 16 | 25.15
362S137-033 | 16 | 20.98
362S137-043 | 16 | 22.94
362S137-054 | 16 | 24.68
362S137-068 | 16 | 26.48
362S162-033 | 16 | 21.46
362S162-043 | 16 | 24.08
362S162-054 | 16 | 25.8
362S162-068 | 16 | 27.62
362S162-097 | 16 | 30.64
362S200-033 | 16 | 22.02
362S200-043 | 16 | 25.25
362S200-054 | 16 | 27.07
362S200-068 | 16 | 29.09
362S200-097 | 16 | 32.38
400S125-033 | 16 | 20.72
400S125-043 | 16 | 23.8
400S125-054 | 16 | 25.45
400S125-068 | 16 | 27.2
400S137-033 | 16 | 22.26
400S137-043 | 16 | 24.77
400S137-054 | 16 | 26.66
400S137-068 | 16 | 28.62
400S162-033 | 16 | 22.73
400S162-043 | 16 | 25.98
400S162-054 | 16 | 27.85
400S162-068 | 16 | 29.83
400S162-097 | 16 | 33.13
400S200-033 | 16 | 23.31
400S200-043 | 16 | 27.21
400S200-054 | 16 | 29.18
400S200-068 | 16 | 31.38
400S200-097 | 16 | 34.97
400S250-043 | 16 | 28.59
400S250-054 | 16 | 30.63
400S250-068 | 16 | 33.2
400S250-097 | 16 | 37.06
550S125-033 | 16 | 25.44
550S125-043 | 16 | 30.73
550S125-054 | 16 | 32.85
550S125-068 | 16 | 35.22
550S137-033 | 16 | 28.96
550S137-043 | 16 | 31.88
550S137-054 | 16 | 34.35
550S137-068 | 16 | 36.94
550S162-033 | 16 | 29.58
550S162-043 | 16 | 33.33
550S162-054 | 16 | 35.76
550S162-068 | 16 | 38.36
550S162-097 | 16 | 42.73
550S162-118 | 16 | 45.31
550S200-033 | 16 | 29.84
550S200-043 | 16 | 34.76
550S200-054 | 16 | 37.3
550S200-068 | 16 | 40.18
550S200-097 | 16 | 44.91
550S200-118 | 16 | 47.73
550S250-043 | 16 | 36.29
550S250-054 | 16 | 38.87
550S250-068 | 16 | 42.31
550S250-097 | 16 | 47.4
550S250-118 | 16 | 50.19
550S300-054 | 16 | 39.87
550S300-068 | 16 | 43.98
550S300-097 | 16 | 49.47
550S300-118 | 16 | 52.42
550S350-054 | 16 | 42.2
550S350-068 | 16 | 45.55
550S350-097 | 16 | 51.34
550S350-118 | 16 | 54.59
600S125-033 | 16 | 26.74
600S125-043 | 16 | 32.82
600S125-054 | 16 | 35.29
600S125-068 | 16 | 37.84
600S137-033 | 16 | 28.55
600S137-043 | 16 | 34.19
600S137-054 | 16 | 36.85
600S137-068 | 16 | 39.64
600S162-033 | 16 | 30.83
600S162-043 | 16 | 35.71
600S162-054 | 16 | 38.32
600S162-068 | 16 | 41.12
600S162-097 | 16 | 45.84
600S200-033 | 16 | 31.01
600S200-043 | 16 | 37.19
600S200-054 | 16 | 39.92
600S200-068 | 16 | 43.02
600S200-097 | 16 | 48.12
600S250-043 | 16 | 38.76
600S250-054 | 16 | 41.52
600S250-068 | 16 | 45.23
600S250-097 | 16 | 50.72
600S250-118 | 16 | 53.72
600S300-054 | 16 | 42.63
600S300-068 | 16 | 46.98
600S300-097 | 16 | 52.88
600S300-118 | 16 | 56.06
600S350-054 | 16 | 45.05
600S350-068 | 16 | 48.61
600S350-097 | 16 | 54.83
600S350-118 | 16 | 58.33
800S125-033 | 16 | 31.46
800S125-043 | 16 | 38.55
800S125-054 | 16 | 44.51
800S125-068 | 16 | 48.14
800S125-097 | 16 | 53.73
800S125-118 | 16 | 57.54
800S137-033 | 16 | 33.5
800S137-054 | 16 | 46.24
800S137-068 | 16 | 50.19
800S137-097 | 16 | 55.88
800S137-118 | 16 | 59.64
800S162-033 | 16 | 34.16
800S162-043 | 16 | 44.47
800S162-054 | 16 | 47.95
800S162-068 | 16 | 51.86
800S162-097 | 16 | 57.98
800S162-118 | 16 | 61.61
800S200-033 | 16 | 35.33
800S200-043 | 16 | 46.67
800S200-054 | 16 | 50.13
800S200-068 | 16 | 54.06
800S200-097 | 16 | 60.59
800S200-118 | 16 | 64.53
800S250-043 | 16 | 47.58
800S250-054 | 16 | 52.07
800S250-068 | 16 | 56.56
800S250-097 | 16 | 63.59
800S250-118 | 16 | 67.43
800S300-054 | 16 | 53.41
800S300-068 | 16 | 58.55
800S300-097 | 16 | 66.06
800S300-118 | 16 | 70.1
800S350-054 | 16 | 56.27
800S350-068 | 16 | 60.43
800S350-097 | 16 | 68.26
800S350-118 | 16 | 72.74
1000S125-043 | 16 | 43.53
1000S125-054 | 16 | 53.16
1000S125-068 | 16 | 57.71
1000S125-097 | 16 | 65.15
1000S125-118 | 16 | 69.79
1000S137-043 | 16 | 46.55
1000S137-054 | 16 | 55.05
1000S137-068 | 16 | 59.98
1000S137-097 | 16 | 67.51
1000S137-118 | 16 | 72.1
1000S162-043 | 16 | 50.11
1000S162-054 | 16 | 56.99
1000S162-068 | 16 | 61.84
1000S162-097 | 16 | 69.8
1000S162-118 | 16 | 74.25
1000S200-043 | 16 | 50.38
1000S200-054 | 16 | 59.19
1000S200-068 | 16 | 64.3
1000S200-097 | 16 | 72.67
1000S200-118 | 16 | 77.47
1000S250-043 | 16 | 52.6
1000S250-054 | 16 | 62.27
1000S250-068 | 16 | 67.56
1000S250-097 | 16 | 75.98
1000S250-118 | 16 | 80.64
1000S300-054 | 16 | 63.92
1000S300-068 | 16 | 69.75
1000S300-097 | 16 | 78.71
1000S300-118 | 16 | 83.59
1000S350-054 | 16 | 67.13
1000S350-068 | 16 | 72.04
1000S350-097 | 16 | 81.12
1000S350-118 | 16 | 86.53
1200S125-054 | 16 | 61.33
1200S125-068 | 16 | 66.86
1200S125-097 | 16 | 76.25
1200S125-118 | 16 | 81.91
1200S137-054 | 16 | 63.42
1200S137-068 | 16 | 69.34
1200S137-097 | 16 | 78.76
1200S137-118 | 16 | 84.39
1200S162-054 | 16 | 65.57
1200S162-068 | 16 | 71.35
1200S162-097 | 16 | 81.22
1200S162-118 | 16 | 86.67
1200S200-054 | 16 | 68.02
1200S200-068 | 16 | 74.07
1200S200-097 | 16 | 84.3
1200S200-118 | 16 | 90.13
1200S250-054 | 16 | 70.49
1200S250-068 | 16 | 77.38
1200S250-097 | 16 | 87.88
1200S250-118 | 16 | 93.54
1200S300-054 | 16 | 74.32
1200S300-068 | 16 | 80.78
1200S300-097 | 16 | 91.02
1200S300-118 | 16 | 96.71
1200S350-054 | 16 | 77.68
1200S350-068 | 16 | 83.67
1200S350-097 | 16 | 93.59
1200S350-118 | 16 | 99.91
1400S125-054 | 16 | 69.14
1400S125-068 | 16 | 75.65
1400S125-097 | 16 | 86.73
1400S125-118 | 16 | 93.89
1400S137-054 | 16 | 71.41
1400S137-068 | 16 | 78.32
1400S137-097 | 16 | 89.41
1400S137-118 | 16 | 96.48
1400S162-054 | 16 | 73.76
1400S162-068 | 16 | 80.49
1400S162-097 | 16 | 92.03
1400S162-118 | 16 | 98.87
1400S200-054 | 16 | 76.46
1400S200-068 | 16 | 83.45
1400S200-097 | 16 | 95.31
1400S200-118 | 16 | 102.52
1400S250-054 | 16 | 79.13
1400S250-068 | 16 | 87.06
1400S250-097 | 16 | 99.17
1400S250-118 | 16 | 106.11
1400S300-054 | 16 | 80.7
1400S300-068 | 16 | 89.79
1400S300-097 | 16 | 102.44
1400S300-118 | 16 | 109.54
1400S350-054 | 16 | 87.43
1400S350-068 | 16 | 94.73
1400S350-097 | 16 | 105.84
1400S350-118 | 16 | 113
1600S125-068 | 16 | 84.08
1600S125-097 | 16 | 96.9
1600S125-118 | 16 | 105.15
1600S137-068 | 16 | 86.95
1600S137-097 | 16 | 99.72
1600S137-118 | 16 | 107.87
1600S162-068 | 16 | 89.27
1600S162-097 | 16 | 102.49
1600S162-118 | 16 | 110.38
1600S200-068 | 16 | 92.47
1600S200-097 | 16 | 105.97
1600S200-118 | 16 | 114.24

## 24 (hidden)
PART NUMBER | SPACING | HEIGHT
162S125-033 | 24 | 9.55
162S125-043 | 24 | 10.39
162S125-054 | 24 | 11.06
162S137-033 | 24 | 9.96
162S137-043 | 24 | 10.84
162S137-054 | 24 | 11.59
162S162-033 | 24 | 10.43
162S162-043 | 24 | 11.4
162S162-054 | 24 | 12.17
250S125-033 | 24 | 12.69
250S125-043 | 24 | 14.42
250S125-054 | 24 | 15.37
250S125-068 | 24 | 16.4
250S137-033 | 24 | 13.71
250S137-043 | 24 | 15.04
250S137-054 | 24 | 16.15
250S137-068 | 24 | 17.28
250S162-033 | 24 | 14.03
250S162-043 | 24 | 15.82
250S162-054 | 24 | 16.93
250S162-068 | 24 | 18.09
250S162-097 | 24 | 19.96
350S125-033 | 24 | 15.62
350S125-043 | 24 | 18.72
350S125-054 | 24 | 19.99
350S125-068 | 24 | 21.36
350S137-033 | 24 | 16.8
350S137-043 | 24 | 19.5
350S137-054 | 24 | 20.97
350S137-068 | 24 | 22.5
350S162-033 | 24 | 17.16
350S162-043 | 24 | 20.47
350S162-054 | 24 | 21.93
350S162-068 | 24 | 23.48
350S162-097 | 24 | 26.04
350S200-033 | 24 | 17.61
350S200-043 | 24 | 21.48
350S200-054 | 24 | 23.02
350S200-068 | 24 | 24.74
350S200-097 | 24 | 27.52
362S125-033 | 24 | 15.95
362S125-043 | 24 | 19.14
362S125-054 | 24 | 20.55
362S125-068 | 24 | 21.97
362S137-033 | 24 | 17.15
362S137-043 | 24 | 20.04
362S137-054 | 24 | 21.56
362S137-068 | 24 | 23.13
362S162-033 | 24 | 17.52
362S162-043 | 24 | 21.04
362S162-054 | 24 | 22.54
362S162-068 | 24 | 24.13
362S162-097 | 24 | 26.77
362S200-033 | 24 | 17.98
362S200-043 | 24 | 22.06
362S200-054 | 24 | 23.64
362S200-068 | 24 | 25.42
362S200-097 | 24 | 28.28
400S125-033 | 24 | 16.92
400S125-043 | 24 | 20.35
400S125-054 | 24 | 22.23
400S125-068 | 24 | 23.76
400S137-033 | 24 | 18.18
400S137-043 | 24 | 21.64
400S137-054 | 24 | 23.29
400S137-068 | 24 | 25.01
400S162-033 | 24 | 18.56
400S162-043 | 24 | 22.7
400S162-054 | 24 | 24.33
400S162-068 | 24 | 26.06
400S162-097 | 24 | 28.94
400S200-033 | 24 | 19.04
400S200-043 | 24 | 23.77
400S200-054 | 24 | 25.49
400S200-068 | 24 | 27.42
400S200-097 | 24 | 30.55
400S250-043 | 24 | 24.65
400S250-054 | 24 | 26.76
400S250-068 | 24 | 29
400S250-097 | 24 | 32.37
550S125-033 | 24 | 20.77
550S125-043 | 24 | 25.47
550S125-054 | 24 | 28.7
550S125-068 | 24 | 30.77
550S137-033 | 24 | 23.65
550S137-043 | 24 | 27.85
550S137-054 | 24 | 30.01
550S137-068 | 24 | 32.27
550S162-033 | 24 | 24.15
550S162-043 | 24 | 29.12
550S162-054 | 24 | 31.24
550S162-068 | 24 | 33.51
550S162-097 | 24 | 37.33
550S162-118 | 24 | 39.58
550S200-033 | 24 | 24.36
550S200-043 | 24 | 30.36
550S200-054 | 24 | 32.59
550S200-068 | 24 | 35.1
550S200-097 | 24 | 39.23
550S200-118 | 24 | 41.7
550S250-043 | 24 | 31.07
550S250-054 | 24 | 33.96
550S250-068 | 24 | 36.96
550S250-097 | 24 | 41.41
550S250-118 | 24 | 43.84
550S300-054 | 24 | 34.83
550S300-068 | 24 | 38.42
550S300-097 | 24 | 43.22
550S300-118 | 24 | 45.79
550S350-054 | 24 | 36.87
550S350-068 | 24 | 39.79
550S350-097 | 24 | 44.85
550S350-118 | 24 | 47.69
600S125-033 | 24 | 21.83
600S125-043 | 24 | 26.8
600S125-054 | 24 | 30.83
600S125-068 | 24 | 33.06
600S137-033 | 24 | 23.31
600S137-043 | 24 | 28.75
600S137-054 | 24 | 32.19
600S137-068 | 24 | 34.63
600S162-033 | 24 | 25.17
600S162-043 | 24 | 31.2
600S162-054 | 24 | 33.47
600S162-068 | 24 | 35.92
600S162-097 | 24 | 40.05
600S200-033 | 24 | 25.32
600S200-043 | 24 | 32.26
600S200-054 | 24 | 34.88
600S200-068 | 24 | 37.58
600S200-097 | 24 | 42.04
600S250-043 | 24 | 32.99
600S250-054 | 24 | 36.27
600S250-068 | 24 | 39.52
600S250-097 | 24 | 44.31
600S250-118 | 24 | 46.93
600S300-054 | 24 | 37.24
600S300-068 | 24 | 41.04
600S300-097 | 24 | 46.2
600S300-118 | 24 | 48.97
600S350-054 | 24 | 39.35
600S350-068 | 24 | 42.47
600S350-097 | 24 | 47.9
600S350-118 | 24 | 50.95
800S125-033 | 24 | 25.68
800S125-043 | 24 | 31.47
800S125-054 | 24 | 38.88
800S125-068 | 24 | 42.05
800S125-097 | 24 | 46.94
800S125-118 | 24 | 50.27
800S137-033 | 24 | 27.36
800S137-054 | 24 | 40.39
800S137-068 | 24 | 43.84
800S137-097 | 24 | 48.82
800S137-118 | 24 | 52.1
800S162-033 | 24 | 27.89
800S162-043 | 24 | 36.31
800S162-054 | 24 | 41.89
800S162-068 | 24 | 45.3
800S162-097 | 24 | 50.65
800S162-118 | 24 | 53.82
800S200-033 | 24 | 28.84
800S200-043 | 24 | 38.75
800S200-054 | 24 | 43.79
800S200-068 | 24 | 47.23
800S200-097 | 24 | 52.93
800S200-118 | 24 | 56.37
800S250-043 | 24 | 38.85
800S250-054 | 24 | 45.49
800S250-068 | 24 | 49.41
800S250-097 | 24 | 55.55
800S250-118 | 24 | 58.91
800S300-054 | 24 | 46.66
800S300-068 | 24 | 51.15
800S300-097 | 24 | 57.71
800S300-118 | 24 | 61.24
800S350-054 | 24 | 49.15
800S350-068 | 24 | 52.79
800S350-097 | 24 | 59.63
800S350-118 | 24 | 63.54
1000S125-043 | 24 | 35.54
1000S125-054 | 24 | 46.44
1000S125-068 | 24 | 50.41
1000S125-097 | 24 | 56.91
1000S125-118 | 24 | 60.97
1000S137-043 | 24 | 38.01
1000S137-054 | 24 | 48.09
1000S137-068 | 24 | 52.4
1000S137-097 | 24 | 58.97
1000S137-118 | 24 | 62.99
1000S162-043 | 24 | 40.92
1000S162-054 | 24 | 49.79
1000S162-068 | 24 | 54.02
1000S162-097 | 24 | 60.98
1000S162-118 | 24 | 64.86
1000S200-043 | 24 | 41.14
1000S200-054 | 24 | 51.7
1000S200-068 | 24 | 56.17
1000S200-097 | 24 | 63.48
1000S200-118 | 24 | 67.67
1000S250-043 | 24 | 42.95
1000S250-054 | 24 | 54.4
1000S250-068 | 24 | 59.02
1000S250-097 | 24 | 66.38
1000S250-118 | 24 | 70.45
1000S300-054 | 24 | 55.84
1000S300-068 | 24 | 60.94
1000S300-097 | 24 | 68.76
1000S300-118 | 24 | 73.02
1000S350-054 | 24 | 58.64
1000S350-068 | 24 | 62.93
1000S350-097 | 24 | 70.86
1000S350-118 | 24 | 75.59
1200S125-054 | 24 | 53.58
1200S125-068 | 24 | 58.41
1200S125-097 | 24 | 66.61
1200S125-118 | 24 | 71.56
1200S137-054 | 24 | 55.4
1200S137-068 | 24 | 60.57
1200S137-097 | 24 | 68.81
1200S137-118 | 24 | 73.72
1200S162-054 | 24 | 57.28
1200S162-068 | 24 | 62.33
1200S162-097 | 24 | 70.95
1200S162-118 | 24 | 75.72
1200S200-054 | 24 | 59.42
1200S200-068 | 24 | 64.71
1200S200-097 | 24 | 73.64
1200S200-118 | 24 | 78.74
1200S250-054 | 24 | 61.57
1200S250-068 | 24 | 67.6
1200S250-097 | 24 | 76.77
1200S250-118 | 24 | 81.71
1200S300-054 | 24 | 64.67
1200S300-068 | 24 | 70.57
1200S300-097 | 24 | 79.51
1200S300-118 | 24 | 84.48
1200S350-054 | 24 | 67.86
1200S350-068 | 24 | 73.09
1200S350-097 | 24 | 81.76
1200S350-118 | 24 | 87.28
1400S125-054 | 24 | 59.09
1400S125-068 | 24 | 66.09
1400S125-097 | 24 | 75.77
1400S125-118 | 24 | 82.02
1400S137-054 | 24 | 62.38
1400S137-068 | 24 | 68.42
1400S137-097 | 24 | 78.11
1400S137-118 | 24 | 84.28
1400S162-054 | 24 | 64.44
1400S162-068 | 24 | 70.31
1400S162-097 | 24 | 80.39
1400S162-118 | 24 | 86.37
1400S200-054 | 24 | 66.8
1400S200-068 | 24 | 72.9
1400S200-097 | 24 | 83.26
1400S200-118 | 24 | 89.56
1400S250-054 | 24 | 68.68
1400S250-068 | 24 | 76.06
1400S250-097 | 24 | 86.63
1400S250-118 | 24 | 92.69
1400S300-054 | 24 | 70.16
1400S300-068 | 24 | 78.44
1400S300-097 | 24 | 89.49
1400S300-118 | 24 | 95.69
1400S350-054 | 24 | 76.15
1400S350-068 | 24 | 82.75
1400S350-097 | 24 | 92.46
1400S350-118 | 24 | 98.71
1600S125-068 | 24 | 73.45
1600S125-097 | 24 | 84.65
1600S125-118 | 24 | 91.85
1600S137-068 | 24 | 75.96
1600S137-097 | 24 | 87.12
1600S137-118 | 24 | 94.24
1600S162-068 | 24 | 77.99
1600S162-097 | 24 | 89.53
1600S162-118 | 24 | 96.43
1600S200-068 | 24 | 80.78
1600S200-097 | 24 | 92.58
1600S200-118 | 24 | 99.79

## DATAFULL (hidden)
TABLE 6 LIMITING HEIGHT FOR STRUCTURAL NON-BEARING WALL STUDS1,2,3,4
|  |  | Spc | Lateral Loading
Member |  |  | o.c. | f | 1 | 5 | psf |  |  | f | 1 | 10 | psf |  |  | f | 1 | 15 | psf |  |  | f | 1 | 20 | psf |  |  | f | 1 | 25 | psf |  |  | f | 1 | 30 | psf |  |  | f | 1 | 35 | psf |  |  | f | 1 | 40 | psf |  |  | f | 1 | 50 | psf
PART NUMBER |  |  | SPACING | HEIGHT | 120 | L/ | 240 | L/ | 360 | L/ | 180 | L/ | 240 | L/ | 360 | L/ | 180 | L/ | 240 | L/ | 360 | L/ | 180 | L/ | 240 | L/ | 360 | L/ | 180 | L/ | 240 | L/ | 360 | L/ | 180 | L/ | 240 | L/ | 360 | L/ | 180 | L/ | 240 | L/ | 360 | L/ | 180 | L/ | 240 | L/ | 360 | L/ | 180 | L/ | 240 | L/ | 360
162S125-033 |  |  | 12 | 12.04 |  | 9.55 |  | 8.35 |  | 8.35 |  | 7.58 |  | 6.63 |  | 7.29 |  | 6.63 |  | 5.79 |  | 6.63 |  | 6.02 |  | 5.26 |  | 6.14 |  | 5.59 |  | 4.88 |  | 5.61 |  | 5.26 |  | 4.59 |  | 5.19 |  | 4.99 |  | 4.36 |  | 4.85 |  | 4.78 |  | 4.17 |  | 4.2 |  | 4.2 |  | 3.87
162 | S125-033 |  | 16 | 10.94 |  | 8.68 |  | 7.58 |  | 7.58 |  | 6.89 |  | 6.02 |  | 6.63 |  | 6.02 |  | 5.26 |  | 5.95 |  | 5.47 |  | 4.78 |  | 5.32 |  | 5.08 |  | 4.44 |  | 4.85 |  | 4.78 |  | 4.17 |  | 4.49 |  | 4.49 |  | 3.96 |  | 3.94 |  | 3.94 |  | 3.79 |  | 3.15 |  | 3.15 |  | 3.15
|  |  | 24 | 9.55 |  | 7.58 |  | 6.63 |  | 6.63 |  | 6.02 |  | 5.26 |  | 5.61 |  | 5.26 |  | 4.59 |  | 4.85 |  | 4.78 |  | 4.17 |  | 4.2 |  | 4.2 |  | 3.87 |  | 3.5 |  | 3.5 |  | 3.5 |  | 3 |  | 3 |  | 3 |  | 2.63 |  | 2.63 |  | 2.63 |  | 2.1 |  | 2.1 |  | 2.1
162S125-043 |  |  | 12 | 13.09 |  | 10.39 |  | 9.08 |  | 9.08 |  | 8.25 |  | 7.21 |  | 7.93 |  | 7.21 |  | 6.29 |  | 7.21 |  | 6.55 |  | 5.72 |  | 6.69 |  | 6.08 |  | 5.31 |  | 6.29 |  | 5.72 |  | 5 |  | 5.86 |  | 5.43 |  | 4.75 |  | 5.13 |  | 5.13 |  | 4.54 |  | 4.1 |  | 4.1 |  | 4.1
162 | S125-043 |  | 16 | 11.9 |  | 9.44 |  | 8.25 |  | 8.25 |  | 7.49 |  | 6.55 |  | 7.21 |  | 6.55 |  | 5.72 |  | 6.55 |  | 5.95 |  | 5.2 |  | 6.08 |  | 5.52 |  | 4.82 |  | 5.13 |  | 5.13 |  | 4.54 |  | 4.39 |  | 4.39 |  | 4.31 |  | 3.84 |  | 3.84 |  | 3.84 |  | 3.08 |  | 3.08 |  | 3.08
|  |  | 24 | 10.39 |  | 8.25 |  | 7.21 |  | 7.21 |  | 6.55 |  | 5.72 |  | 6.29 |  | 5.72 |  | 5 |  | 5.13 |  | 5.13 |  | 4.54 |  | 4.1 |  | 4.1 |  | 4.1 |  | 3.42 |  | 3.42 |  | 3.42 |  | 2.93 |  | 2.93 |  | 2.93 |  | 2.56 |  | 2.56 |  | 2.56 |  | 2.05 |  | 2.05 |  | 2.05
162S125-054 |  |  | 12 | 13.93 |  | 11.06 |  | 9.66 |  | 9.66 |  | 8.78 |  | 7.67 |  | 8.44 |  | 7.67 |  | 6.7 |  | 7.67 |  | 6.97 |  | 6.08 |  | 7.12 |  | 6.47 |  | 5.65 |  | 6.7 |  | 6.08 |  | 5.32 |  | 6.36 |  | 5.78 |  | 5.05 |  | 6.08 |  | 5.53 |  | 4.83 |  | 5.52 |  | 5.13 |  | 4.48
162 | S125-054 | (50ksi) | 16 | 12.66 |  | 10.05 |  | 8.78 |  | 8.78 |  | 7.97 |  | 6.97 |  | 7.67 |  | 6.97 |  | 6.08 |  | 6.97 |  | 6.33 |  | 5.53 |  | 6.47 |  | 5.87 |  | 5.13 |  | 6.08 |  | 5.53 |  | 4.83 |  | 5.78 |  | 5.25 |  | 4.59 |  | 5.17 |  | 5.02 |  | 4.39 |  | 4.14 |  | 4.14 |  | 4.07
|  |  | 24 | 11.06 |  | 8.78 |  | 7.67 |  | 7.67 |  | 6.97 |  | 6.08 |  | 6.7 |  | 6.08 |  | 5.32 |  | 6.08 |  | 5.53 |  | 4.83 |  | 5.52 |  | 5.13 |  | 4.48 |  | 4.6 |  | 4.6 |  | 4.22 |  | 3.94 |  | 3.94 |  | 3.94 |  | 3.45 |  | 3.45 |  | 3.45 |  | 2.76 |  | 2.76 |  | 2.76
162S137-033 |  |  | 12 | 12.55 |  | 9.96 |  | 8.7 |  | 8.7 |  | 7.9 |  | 6.9 |  | 7.6 |  | 6.9 |  | 6.03 |  | 6.9 |  | 6.27 |  | 5.48 |  | 6.41 |  | 5.82 |  | 5.09 |  | 6.03 |  | 5.48 |  | 4.79 |  | 5.63 |  | 5.21 |  | 4.55 |  | 5.25 |  | 4.98 |  | 4.35 |  | 4.2 |  | 4.2 |  | 4.04
162 | S137-033 |  | 16 | 11.4 |  | 9.05 |  | 7.9 |  | 7.9 |  | 7.18 |  | 6.27 |  | 6.9 |  | 6.27 |  | 5.48 |  | 6.27 |  | 5.7 |  | 4.98 |  | 5.77 |  | 5.29 |  | 4.62 |  | 5.25 |  | 4.98 |  | 4.35 |  | 4.5 |  | 4.5 |  | 4.13 |  | 3.94 |  | 3.94 |  | 3.94 |  | 3.15 |  | 3.15 |  | 3.15
|  |  | 24 | 9.96 |  | 7.9 |  | 6.9 |  | 6.9 |  | 6.27 |  | 5.48 |  | 6.03 |  | 5.48 |  | 4.79 |  | 5.25 |  | 4.98 |  | 4.35 |  | 4.2 |  | 4.2 |  | 4.04 |  | 3.5 |  | 3.5 |  | 3.5 |  | 3 |  | 3 |  | 3 |  | 2.63 |  | 2.63 |  | 2.63 |  | 2.1 |  | 2.1 |  | 2.1
162S137-043 |  |  | 12 | 13.65 |  | 10.84 |  | 9.47 |  | 9.47 |  | 8.6 |  | 7.51 |  | 8.27 |  | 7.51 |  | 6.56 |  | 7.51 |  | 6.83 |  | 5.96 |  | 6.98 |  | 6.34 |  | 5.54 |  | 6.56 |  | 5.96 |  | 5.21 |  | 5.86 |  | 5.67 |  | 4.95 |  | 5.13 |  | 5.13 |  | 4.73 |  | 4.1 |  | 4.1 |  | 4.1
162 | S137-043 |  | 16 | 12.41 |  | 9.85 |  | 8.6 |  | 8.6 |  | 7.81 |  | 6.83 |  | 7.51 |  | 6.83 |  | 5.96 |  | 6.83 |  | 6.2 |  | 5.42 |  | 6.15 |  | 5.76 |  | 5.03 |  | 5.13 |  | 5.13 |  | 4.73 |  | 4.39 |  | 4.39 |  | 4.39 |  | 3.84 |  | 3.84 |  | 3.84 |  | 3.08 |  | 3.08 |  | 3.08
|  |  | 24 | 10.84 |  | 8.6 |  | 7.51 |  | 7.51 |  | 6.83 |  | 5.96 |  | 6.56 |  | 5.96 |  | 5.21 |  | 5.13 |  | 5.13 |  | 4.73 |  | 4.1 |  | 4.1 |  | 4.1 |  | 3.42 |  | 3.42 |  | 3.42 |  | 2.93 |  | 2.93 |  | 2.93 |  | 2.56 |  | 2.56 |  | 2.56 |  | 2.05 |  | 2.05 |  | 2.05
162S137-054 |  |  | 12 | 14.6 |  | 11.59 |  | 10.13 |  | 10.13 |  | 9.2 |  | 8.04 |  | 8.85 |  | 8.04 |  | 7.02 |  | 8.04 |  | 7.3 |  | 6.38 |  | 7.46 |  | 6.78 |  | 5.92 |  | 7.02 |  | 6.38 |  | 5.57 |  | 6.67 |  | 6.06 |  | 5.29 |  | 6.38 |  | 5.8 |  | 5.06 |  | 5.52 |  | 5.38 |  | 4.7
162 | S137-054 | (50ksi) | 16 | 13.27 |  | 10.53 |  | 9.2 |  | 9.2 |  | 8.36 |  | 7.3 |  | 8.04 |  | 7.3 |  | 6.38 |  | 7.3 |  | 6.63 |  | 5.8 |  | 6.78 |  | 6.16 |  | 5.38 |  | 6.38 |  | 5.8 |  | 5.06 |  | 5.91 |  | 5.51 |  | 4.81 |  | 5.17 |  | 5.17 |  | 4.6 |  | 4.14 |  | 4.14 |  | 4.14
|  |  | 24 | 11.59 |  | 9.2 |  | 8.04 |  | 8.04 |  | 7.3 |  | 6.38 |  | 7.02 |  | 6.38 |  | 5.57 |  | 6.38 |  | 5.8 |  | 5.06 |  | 5.52 |  | 5.38 |  | 4.7 |  | 4.6 |  | 4.6 |  | 4.42 |  | 3.94 |  | 3.94 |  | 3.94 |  | 3.45 |  | 3.45 |  | 3.45 |  | 2.76 |  | 2.76 |  | 2.76
162S162-033 |  |  | 12 | 13.14 |  | 10.43 |  | 9.11 |  | 9.11 |  | 8.28 |  | 7.23 |  | 7.96 |  | 7.23 |  | 6.32 |  | 7.23 |  | 6.57 |  | 5.74 |  | 6.71 |  | 6.1 |  | 5.33 |  | 6.23 |  | 5.74 |  | 5.01 |  | 5.77 |  | 5.45 |  | 4.76 |  | 5.25 |  | 5.21 |  | 4.55 |  | 4.2 |  | 4.2 |  | 4.2
162 | S162-033 |  | 16 | 11.94 |  | 9.47 |  | 8.28 |  | 8.28 |  | 7.52 |  | 6.57 |  | 7.23 |  | 6.57 |  | 5.74 |  | 6.57 |  | 5.97 |  | 5.21 |  | 5.91 |  | 5.54 |  | 4.84 |  | 5.25 |  | 5.21 |  | 4.55 |  | 4.5 |  | 4.5 |  | 4.33 |  | 3.94 |  | 3.94 |  | 3.94 |  | 3.15 |  | 3.15 |  | 3.15
|  |  | 24 | 10.43 |  | 8.28 |  | 7.23 |  | 7.23 |  | 6.57 |  | 5.74 |  | 6.23 |  | 5.74 |  | 5.01 |  | 5.25 |  | 5.21 |  | 4.55 |  | 4.2 |  | 4.2 |  | 4.2 |  | 3.5 |  | 3.5 |  | 3.5 |  | 3 |  | 3 |  | 3 |  | 2.63 |  | 2.63 |  | 2.63 |  | 2.1 |  | 2.1 |  | 2.1
162S162-043 |  |  | 12 | 14.36 |  | 11.4 |  | 9.96 |  | 9.96 |  | 9.05 |  | 7.9 |  | 8.7 |  | 7.9 |  | 6.91 |  | 7.9 |  | 7.18 |  | 6.27 |  | 7.34 |  | 6.67 |  | 5.82 |  | 6.83 |  | 6.27 |  | 5.48 |  | 5.86 |  | 5.86 |  | 5.21 |  | 5.13 |  | 5.13 |  | 4.98 |  | 4.1 |  | 4.1 |  | 4.1
162 | S162-043 |  | 16 | 13.05 |  | 10.36 |  | 9.05 |  | 9.05 |  | 8.22 |  | 7.18 |  | 7.9 |  | 7.18 |  | 6.27 |  | 7.18 |  | 6.53 |  | 5.7 |  | 6.15 |  | 6.06 |  | 5.29 |  | 5.13 |  | 5.13 |  | 4.98 |  | 4.39 |  | 4.39 |  | 4.39 |  | 3.84 |  | 3.84 |  | 3.84 |  | 3.08 |  | 3.08 |  | 3.08
|  |  | 24 | 11.4 |  | 9.05 |  | 7.9 |  | 7.9 |  | 7.18 |  | 6.27 |  | 6.83 |  | 6.27 |  | 5.48 |  | 5.13 |  | 5.13 |  | 4.98 |  | 4.1 |  | 4.1 |  | 4.1 |  | 3.42 |  | 3.42 |  | 3.42 |  | 2.93 |  | 2.93 |  | 2.93 |  | 2.56 |  | 2.56 |  | 2.56 |  | 2.05 |  | 2.05 |  | 2.05
162S162-054 |  |  | 12 | 15.33 |  | 12.17 |  | 10.63 |  | 10.63 |  | 9.66 |  | 8.44 |  | 9.29 |  | 8.44 |  | 7.37 |  | 8.44 |  | 7.67 |  | 6.7 |  | 7.83 |  | 7.12 |  | 6.22 |  | 7.37 |  | 6.7 |  | 5.85 |  | 7 |  | 6.36 |  | 5.56 |  | 6.7 |  | 6.09 |  | 5.32 |  | 5.52 |  | 5.52 |  | 4.93
162 | S162-054 | (50ksi) | 16 | 13.93 |  | 11.06 |  | 9.66 |  | 9.66 |  | 8.78 |  | 7.67 |  | 8.44 |  | 7.67 |  | 6.7 |  | 7.67 |  | 6.97 |  | 6.09 |  | 7.12 |  | 6.47 |  | 5.65 |  | 6.7 |  | 6.09 |  | 5.32 |  | 5.91 |  | 5.78 |  | 5.05 |  | 5.17 |  | 5.17 |  | 4.83 |  | 4.14 |  | 4.14 |  | 4.14
|  |  | 24 | 12.17 |  | 9.66 |  | 8.44 |  | 8.44 |  | 7.67 |  | 6.7 |  | 7.37 |  | 6.7 |  | 5.85 |  | 6.7 |  | 6.09 |  | 5.32 |  | 5.52 |  | 5.52 |  | 4.93 |  | 4.6 |  | 4.6 |  | 4.6 |  | 3.94 |  | 3.94 |  | 3.94 |  | 3.45 |  | 3.45 |  | 3.45 |  | 2.76 |  | 2.76 |  | 2.76
250S125-033 |  |  | 12 | 16.66 |  | 13.22 |  | 11.55 |  | 11.55 |  | 10.49 |  | 9.17 |  | 10.09 |  | 9.17 |  | 8.01 |  | 8.98 |  | 8.33 |  | 7.28 |  | 8.03 |  | 7.73 |  | 6.75 |  | 7.33 |  | 7.28 |  | 6.36 |  | 6.78 |  | 6.78 |  | 6.04 |  | 6.35 |  | 6.35 |  | 5.78 |  | 5.68 |  | 5.68 |  | 5.36
250 | S125-033 |  | 16 | 15.14 |  | 12.01 |  | 10.49 |  | 10.49 |  | 9.53 |  | 8.33 |  | 8.98 |  | 8.33 |  | 7.28 |  | 7.77 |  | 7.57 |  | 6.61 |  | 6.95 |  | 6.95 |  | 6.14 |  | 6.35 |  | 6.35 |  | 5.78 |  | 5.88 |  | 5.88 |  | 5.49 |  | 5.5 |  | 5.5 |  | 5.25 |  | 4.92 |  | 4.92 |  | 4.87
|  |  | 24 | 12.69 |  | 10.49 |  | 9.17 |  | 8.98 |  | 8.33 |  | 7.28 |  | 7.33 |  | 7.28 |  | 6.36 |  | 6.35 |  | 6.35 |  | 5.78 |  | 5.68 |  | 5.68 |  | 5.36 |  | 5.18 |  | 5.18 |  | 5.05 |  | 4.8 |  | 4.8 |  | 4.79 |  | 4.49 |  | 4.49 |  | 4.49 |  | 4.01 |  | 4.01 |  | 4.01
250S125-043 |  |  | 12 | 18.17 |  | 14.42 |  | 12.6 |  | 12.6 |  | 11.45 |  | 10 |  | 11.01 |  | 10 |  | 8.74 |  | 10 |  | 9.09 |  | 7.94 |  | 9.28 |  | 8.43 |  | 7.37 |  | 8.74 |  | 7.94 |  | 6.93 |  | 8.3 |  | 7.54 |  | 6.59 |  | 7.84 |  | 7.21 |  | 6.3 |  | 7.01 |  | 6.69 |  | 5.85
250 | S125-043 |  | 16 | 16.51 |  | 13.1 |  | 11.45 |  | 11.45 |  | 10.4 |  | 9.09 |  | 10 |  | 9.09 |  | 7.94 |  | 9.09 |  | 8.25 |  | 7.21 |  | 8.43 |  | 7.66 |  | 6.69 |  | 7.84 |  | 7.21 |  | 6.3 |  | 7.26 |  | 6.85 |  | 5.98 |  | 6.79 |  | 6.55 |  | 5.72 |  | 6.07 |  | 6.07 |  | 5.31
|  |  | 24 | 14.42 |  | 11.45 |  | 10 |  | 10 |  | 9.09 |  | 7.94 |  | 8.74 |  | 7.94 |  | 6.93 |  | 7.84 |  | 7.21 |  | 6.3 |  | 7.01 |  | 6.69 |  | 5.85 |  | 6.4 |  | 6.3 |  | 5.5 |  | 5.92 |  | 5.92 |  | 5.23 |  | 5.54 |  | 5.54 |  | 5 |  | 4.96 |  | 4.96 |  | 4.64
250S125-054 |  |  | 12 | 19.36 |  | 15.37 |  | 13.43 |  | 13.43 |  | 12.2 |  | 10.66 |  | 11.73 |  | 10.66 |  | 9.31 |  | 10.66 |  | 9.68 |  | 8.46 |  | 9.89 |  | 8.99 |  | 7.85 |  | 9.31 |  | 8.46 |  | 7.39 |  | 8.84 |  | 8.03 |  | 7.02 |  | 8.46 |  | 7.68 |  | 6.71 |  | 7.85 |  | 7.13 |  | 6.23
250 | S125-054 | (50ksi) | 16 | 17.59 |  | 13.96 |  | 12.2 |  | 12.2 |  | 11.08 |  | 9.68 |  | 10.66 |  | 9.68 |  | 8.46 |  | 9.68 |  | 8.8 |  | 7.68 |  | 8.99 |  | 8.17 |  | 7.13 |  | 8.46 |  | 7.68 |  | 6.71 |  | 8.03 |  | 7.3 |  | 6.38 |  | 7.68 |  | 6.98 |  | 6.1 |  | 7.13 |  | 6.48 |  | 5.66
|  |  | 24 | 15.37 |  | 12.2 |  | 10.66 |  | 10.66 |  | 9.68 |  | 8.46 |  | 9.31 |  | 8.46 |  | 7.39 |  | 8.46 |  | 7.68 |  | 6.71 |  | 7.85 |  | 7.13 |  | 6.23 |  | 7.39 |  | 6.71 |  | 5.86 |  | 7.02 |  | 6.38 |  | 5.57 |  | 6.71 |  | 6.1 |  | 5.33 |  | 6.23 |  | 5.66 |  | 4.95
250S125-068 |  |  | 12 | 20.67 |  | 16.4 |  | 14.33 |  | 14.33 |  | 13.02 |  | 11.37 |  | 12.52 |  | 11.37 |  | 9.94 |  | 11.37 |  | 10.33 |  | 9.03 |  | 10.56 |  | 9.59 |  | 8.38 |  | 9.94 |  | 9.03 |  | 7.89 |  | 9.44 |  | 8.58 |  | 7.49 |  | 9.03 |  | 8.2 |  | 7.17 |  | 8.38 |  | 7.61 |  | 6.65
250 | S125-068 | (50ksi) | 16 | 18.78 |  | 14.9 |  | 13.02 |  | 13.02 |  | 11.83 |  | 10.33 |  | 11.37 |  | 10.33 |  | 9.03 |  | 10.33 |  | 9.39 |  | 8.2 |  | 9.59 |  | 8.72 |  | 7.61 |  | 9.03 |  | 8.2 |  | 7.17 |  | 8.58 |  | 7.79 |  | 6.81 |  | 8.2 |  | 7.45 |  | 6.51 |  | 7.61 |  | 6.92 |  | 6.04
|  |  | 24 | 16.4 |  | 13.02 |  | 11.37 |  | 11.37 |  | 10.33 |  | 9.03 |  | 9.94 |  | 9.03 |  | 7.89 |  | 9.03 |  | 8.2 |  | 7.17 |  | 8.38 |  | 7.61 |  | 6.65 |  | 7.89 |  | 7.17 |  | 6.26 |  | 7.49 |  | 6.81 |  | 5.95 |  | 7.17 |  | 6.51 |  | 5.69 |  | 6.65 |  | 6.04 |  | 5.28
250S137-033 |  |  | 12 | 17.36 |  | 13.78 |  | 12.04 |  | 12.04 |  | 10.94 |  | 9.55 |  | 10.52 |  | 9.55 |  | 8.35 |  | 9.55 |  | 8.68 |  | 7.58 |  | 8.67 |  | 8.06 |  | 7.04 |  | 7.92 |  | 7.58 |  | 6.62 |  | 7.33 |  | 7.2 |  | 6.29 |  | 6.86 |  | 6.86 |  | 6.02 |  | 6.13 |  | 6.13 |  | 5.59
250 | S137-033 |  | 16 | 15.77 |  | 12.52 |  | 10.94 |  | 10.94 |  | 9.94 |  | 8.68 |  | 9.55 |  | 8.68 |  | 7.58 |  | 8.4 |  | 7.89 |  | 6.89 |  | 7.51 |  | 7.32 |  | 6.4 |  | 6.86 |  | 6.86 |  | 6.02 |  | 6.35 |  | 6.35 |  | 5.72 |  | 5.94 |  | 5.94 |  | 5.47 |  | 5.31 |  | 5.31 |  | 5.08
|  |  | 24 | 13.71 |  | 10.94 |  | 9.55 |  | 9.55 |  | 8.68 |  | 7.58 |  | 7.92 |  | 7.58 |  | 6.62 |  | 6.86 |  | 6.86 |  | 6.02 |  | 6.13 |  | 6.13 |  | 5.59 |  | 5.6 |  | 5.6 |  | 5.26 |  | 5.18 |  | 5.18 |  | 4.99 |  | 4.85 |  | 4.85 |  | 4.78 |  | 4.34 |  | 4.34 |  | 4.34
250S137-043 |  |  | 12 | 18.95 |  | 15.04 |  | 13.14 |  | 13.14 |  | 11.94 |  | 10.43 |  | 11.48 |  | 10.43 |  | 9.11 |  | 10.43 |  | 9.48 |  | 8.28 |  | 9.68 |  | 8.8 |  | 7.69 |  | 9.11 |  | 8.28 |  | 7.23 |  | 8.66 |  | 7.86 |  | 6.87 |  | 8.28 |  | 7.52 |  | 6.57 |  | 7.61 |  | 6.98 |  | 6.1
250 | S137-043 |  | 16 | 17.22 |  | 13.67 |  | 11.94 |  | 11.94 |  | 10.85 |  | 9.48 |  | 10.43 |  | 9.48 |  | 8.28 |  | 9.48 |  | 8.61 |  | 7.52 |  | 8.8 |  | 7.99 |  | 6.98 |  | 8.28 |  | 7.52 |  | 6.57 |  | 7.86 |  | 7.14 |  | 6.24 |  | 7.37 |  | 6.83 |  | 5.97 |  | 6.59 |  | 6.34 |  | 5.54
|  |  | 24 | 15.04 |  | 11.94 |  | 10.43 |  | 10.43 |  | 9.48 |  | 8.28 |  | 9.11 |  | 8.28 |  | 7.23 |  | 8.28 |  | 7.52 |  | 6.57 |  | 7.61 |  | 6.98 |  | 6.1 |  | 6.95 |  | 6.57 |  | 5.74 |  | 6.43 |  | 6.24 |  | 5.45 |  | 6.02 |  | 5.97 |  | 5.22 |  | 5.29 |  | 5.29 |  | 4.84
250S137-054 |  |  | 12 | 20.35 |  | 16.15 |  | 14.11 |  | 14.11 |  | 12.82 |  | 11.2 |  | 12.32 |  | 11.2 |  | 9.78 |  | 11.2 |  | 10.17 |  | 8.89 |  | 10.4 |  | 9.44 |  | 8.25 |  | 9.78 |  | 8.89 |  | 7.76 |  | 9.29 |  | 8.44 |  | 7.38 |  | 8.89 |  | 8.07 |  | 7.05 |  | 8.25 |  | 7.5 |  | 6.55
250 | S137-054 | (50ksi) | 16 | 18.49 |  | 14.67 |  | 12.82 |  | 12.82 |  | 11.65 |  | 10.17 |  | 11.2 |  | 10.17 |  | 8.89 |  | 10.17 |  | 9.24 |  | 8.07 |  | 9.44 |  | 8.58 |  | 7.5 |  | 8.89 |  | 8.07 |  | 7.05 |  | 8.44 |  | 7.67 |  | 6.7 |  | 8.07 |  | 7.34 |  | 6.41 |  | 7.5 |  | 6.81 |  | 5.95
|  |  | 24 | 16.15 |  | 12.82 |  | 11.2 |  | 11.2 |  | 10.17 |  | 8.89 |  | 9.78 |  | 8.89 |  | 7.76 |  | 8.89 |  | 8.07 |  | 7.05 |  | 8.25 |  | 7.5 |  | 6.55 |  | 7.76 |  | 7.05 |  | 6.16 |  | 7.38 |  | 6.7 |  | 5.85 |  | 7.05 |  | 6.41 |  | 5.6 |  | 6.55 |  | 5.95 |  | 5.2
250S137-068 |  |  | 12 | 21.77 |  | 17.28 |  | 15.1 |  | 15.1 |  | 13.72 |  | 11.98 |  | 13.19 |  | 11.98 |  | 10.47 |  | 11.98 |  | 10.89 |  | 9.51 |  | 11.12 |  | 10.11 |  | 8.83 |  | 10.47 |  | 9.51 |  | 8.31 |  | 9.94 |  | 9.03 |  | 7.89 |  | 9.51 |  | 8.64 |  | 7.55 |  | 8.83 |  | 8.02 |  | 7.01
250 | S137-068 | (50ksi) | 16 | 19.78 |  | 15.7 |  | 13.72 |  | 13.72 |  | 12.46 |  | 10.89 |  | 11.98 |  | 10.89 |  | 9.51 |  | 10.89 |  | 9.89 |  | 8.64 |  | 10.11 |  | 9.18 |  | 8.02 |  | 9.51 |  | 8.64 |  | 7.55 |  | 9.03 |  | 8.21 |  | 7.17 |  | 8.64 |  | 7.85 |  | 6.86 |  | 8.02 |  | 7.29 |  | 6.37
|  |  | 24 | 17.28 |  | 13.72 |  | 11.98 |  | 11.98 |  | 10.89 |  | 9.51 |  | 10.47 |  | 9.51 |  | 8.31 |  | 9.51 |  | 8.64 |  | 7.55 |  | 8.83 |  | 8.02 |  | 7.01 |  | 8.31 |  | 7.55 |  | 6.59 |  | 7.89 |  | 7.17 |  | 6.26 |  | 7.55 |  | 6.86 |  | 5.99 |  | 6.66 |  | 6.37 |  | 5.56
250S162-033 |  |  | 12 | 18.12 |  | 14.38 |  | 12.56 |  | 12.56 |  | 11.41 |  | 9.97 |  | 10.97 |  | 9.97 |  | 8.71 |  | 9.92 |  | 9.06 |  | 7.91 |  | 8.87 |  | 8.41 |  | 7.35 |  | 8.1 |  | 7.91 |  | 6.91 |  | 7.5 |  | 7.5 |  | 6.57 |  | 7.01 |  | 7.01 |  | 6.28 |  | 6.27 |  | 6.27 |  | 5.83
250 | S162-033 |  | 16 | 16.46 |  | 13.06 |  | 11.41 |  | 11.41 |  | 10.37 |  | 9.06 |  | 9.92 |  | 9.06 |  | 7.91 |  | 8.59 |  | 8.23 |  | 7.19 |  | 7.68 |  | 7.64 |  | 6.67 |  | 7.01 |  | 7.01 |  | 6.28 |  | 6.49 |  | 6.49 |  | 5.97 |  | 6.07 |  | 6.07 |  | 5.71 |  | 5.43 |  | 5.43 |  | 5.3
|  |  | 24 | 14.03 |  | 11.41 |  | 9.97 |  | 9.92 |  | 9.06 |  | 7.91 |  | 8.1 |  | 7.91 |  | 6.91 |  | 7.01 |  | 7.01 |  | 6.28 |  | 6.27 |  | 6.27 |  | 5.83 |  | 5.73 |  | 5.73 |  | 5.49 |  | 5.3 |  | 5.3 |  | 5.21 |  | 4.96 |  | 4.96 |  | 4.96 |  | 4.44 |  | 4.44 |  | 4.44
250S162-043 |  |  | 12 | 19.94 |  | 15.82 |  | 13.82 |  | 13.82 |  | 12.56 |  | 10.97 |  | 12.07 |  | 10.97 |  | 9.58 |  | 10.97 |  | 9.97 |  | 8.71 |  | 10.18 |  | 9.25 |  | 8.08 |  | 9.58 |  | 8.71 |  | 7.61 |  | 9.1 |  | 8.27 |  | 7.23 |  | 8.71 |  | 7.91 |  | 6.91 |  | 8.08 |  | 7.34 |  | 6.42
250 | S162-043 |  | 16 | 18.11 |  | 14.38 |  | 12.56 |  | 12.56 |  | 11.41 |  | 9.97 |  | 10.97 |  | 9.97 |  | 8.71 |  | 9.97 |  | 9.06 |  | 7.91 |  | 9.25 |  | 8.41 |  | 7.34 |  | 8.71 |  | 7.91 |  | 6.91 |  | 8.27 |  | 7.51 |  | 6.56 |  | 7.91 |  | 7.19 |  | 6.28 |  | 7.15 |  | 6.67 |  | 5.83
|  |  | 24 | 15.82 |  | 12.56 |  | 10.97 |  | 10.97 |  | 9.97 |  | 8.71 |  | 9.58 |  | 8.71 |  | 7.61 |  | 8.71 |  | 7.91 |  | 6.91 |  | 8.08 |  | 7.34 |  | 6.42 |  | 7.54 |  | 6.91 |  | 6.04 |  | 6.98 |  | 6.56 |  | 5.73 |  | 6.53 |  | 6.28 |  | 5.49 |  | 5.29 |  | 5.29 |  | 5.09
250S162-054 |  |  | 12 | 21.33 |  | 16.93 |  | 14.79 |  | 14.79 |  | 13.44 |  | 11.74 |  | 12.92 |  | 11.74 |  | 10.25 |  | 11.74 |  | 10.66 |  | 9.32 |  | 10.9 |  | 9.9 |  | 8.65 |  | 10.25 |  | 9.32 |  | 8.14 |  | 9.74 |  | 8.85 |  | 7.73 |  | 9.32 |  | 8.46 |  | 7.39 |  | 8.65 |  | 7.86 |  | 6.86
250 | S162-054 | (50ksi) | 16 | 19.38 |  | 15.38 |  | 13.44 |  | 13.44 |  | 12.21 |  | 10.66 |  | 11.74 |  | 10.66 |  | 9.32 |  | 10.66 |  | 9.69 |  | 8.46 |  | 9.9 |  | 8.99 |  | 7.86 |  | 9.32 |  | 8.46 |  | 7.39 |  | 8.85 |  | 8.04 |  | 7.02 |  | 8.46 |  | 7.69 |  | 6.72 |  | 7.86 |  | 7.14 |  | 6.24
|  |  | 24 | 16.93 |  | 13.44 |  | 11.74 |  | 11.74 |  | 10.66 |  | 9.32 |  | 10.25 |  | 9.32 |  | 8.14 |  | 9.32 |  | 8.46 |  | 7.39 |  | 8.65 |  | 7.86 |  | 6.86 |  | 8.14 |  | 7.39 |  | 6.46 |  | 7.73 |  | 7.02 |  | 6.14 |  | 7.39 |  | 6.72 |  | 5.87 |  | 6.86 |  | 6.24 |  | 5.45
250S162-068 |  |  | 12 | 22.79 |  | 18.09 |  | 15.8 |  | 15.8 |  | 14.36 |  | 12.54 |  | 13.8 |  | 12.54 |  | 10.96 |  | 12.54 |  | 11.39 |  | 9.95 |  | 11.64 |  | 10.58 |  | 9.24 |  | 10.96 |  | 9.95 |  | 8.7 |  | 10.41 |  | 9.46 |  | 8.26 |  | 9.95 |  | 9.04 |  | 7.9 |  | 9.24 |  | 8.4 |  | 7.33
250 | S162-068 | (50ksi) | 16 | 20.71 |  | 16.43 |  | 14.36 |  | 14.36 |  | 13.04 |  | 11.39 |  | 12.54 |  | 11.39 |  | 9.95 |  | 11.39 |  | 10.35 |  | 9.04 |  | 10.58 |  | 9.61 |  | 8.4 |  | 9.95 |  | 9.04 |  | 7.9 |  | 9.46 |  | 8.59 |  | 7.5 |  | 9.04 |  | 8.22 |  | 7.18 |  | 8.4 |  | 7.63 |  | 6.66
|  |  | 24 | 18.09 |  | 14.36 |  | 12.54 |  | 12.54 |  | 11.39 |  | 9.95 |  | 10.96 |  | 9.95 |  | 8.7 |  | 9.95 |  | 9.04 |  | 7.9 |  | 9.24 |  | 8.4 |  | 7.33 |  | 8.7 |  | 7.9 |  | 6.9 |  | 8.26 |  | 7.5 |  | 6.56 |  | 7.9 |  | 7.18 |  | 6.27 |  | 6.66 |  | 6.66 |  | 5.82
250S162-097 |  |  | 12 | 25.14 |  | 19.96 |  | 17.43 |  | 17.43 |  | 15.84 |  | 13.84 |  | 15.23 |  | 13.84 |  | 12.09 |  | 13.84 |  | 12.57 |  | 10.98 |  | 12.85 |  | 11.67 |  | 10.2 |  | 12.09 |  | 10.98 |  | 9.59 |  | 11.48 |  | 10.43 |  | 9.11 |  | 10.98 |  | 9.98 |  | 8.72 |  | 10.2 |  | 9.26 |  | 8.09
250 | S162-097 | (50ksi) | 16 | 22.84 |  | 18.13 |  | 15.84 |  | 15.84 |  | 14.39 |  | 12.57 |  | 13.84 |  | 12.57 |  | 10.98 |  | 12.57 |  | 11.42 |  | 9.98 |  | 11.67 |  | 10.6 |  | 9.26 |  | 10.98 |  | 9.98 |  | 8.72 |  | 10.43 |  | 9.48 |  | 8.28 |  | 9.6 |  | 9.07 |  | 7.92 |  | 7.68 |  | 7.68 |  | 7.35
|  |  | 24 | 19.96 |  | 15.84 |  | 13.84 |  | 13.84 |  | 12.57 |  | 10.98 |  | 12.09 |  | 10.98 |  | 9.59 |  | 10.98 |  | 9.98 |  | 8.72 |  | 10.2 |  | 9.26 |  | 8.09 |  | 8.53 |  | 8.53 |  | 7.61 |  | 7.31 |  | 7.31 |  | 7.23 |  | 6.4 |  | 6.4 |  | 6.4 |  | 5.12 |  | 5.12 |  | 5.12
350S125-033 |  |  | 12 | 21.61 |  | 17.15 |  | 14.98 |  | 14.98 |  | 13.61 |  | 11.89 |  | 12.75 |  | 11.89 |  | 10.39 |  | 11.04 |  | 10.8 |  | 9.44 |  | 9.88 |  | 9.88 |  | 8.76 |  | 9.02 |  | 9.02 |  | 8.24 |  | 8.35 |  | 8.35 |  | 7.83 |  | 7.81 |  | 7.81 |  | 7.49 |  | 6.98 |  | 6.98 |  | 6.95
350 | S125-033 |  | 16 | 19.12 |  | 15.58 |  | 13.61 |  | 13.52 |  | 12.37 |  | 10.8 |  | 11.04 |  | 10.8 |  | 9.44 |  | 9.56 |  | 9.56 |  | 8.57 |  | 8.55 |  | 8.55 |  | 7.96 |  | 7.81 |  | 7.81 |  | 7.49 |  | 7.23 |  | 7.23 |  | 7.12 |  | 6.76 |  | 6.76 |  | 6.76 |  | 6.05 |  | 6.05 |  | 6.05
|  |  | 24 | 15.62 |  | 13.61 |  | 11.89 |  | 11.04 |  | 10.8 |  | 9.44 |  | 9.02 |  | 9.02 |  | 8.24 |  | 7.81 |  | 7.81 |  | 7.49 |  | 6.98 |  | 6.98 |  | 6.95 |  | 6.37 |  | 6.37 |  | 6.37 |  | 5.9 |  | 5.9 |  | 5.9 |  | 5.52 |  | 5.52 |  | 5.52 |  | 4.94 |  | 4.94 |  | 4.94
350S125-043 |  |  | 12 | 23.59 |  | 18.72 |  | 16.35 |  | 16.35 |  | 14.86 |  | 12.98 |  | 14.29 |  | 12.98 |  | 11.34 |  | 12.98 |  | 11.79 |  | 10.3 |  | 11.84 |  | 10.95 |  | 9.56 |  | 10.81 |  | 10.3 |  | 9 |  | 10 |  | 9.79 |  | 8.55 |  | 9.36 |  | 9.36 |  | 8.18 |  | 8.37 |  | 8.37 |  | 7.59
350 | S125-043 |  | 16 | 21.43 |  | 17.01 |  | 14.86 |  | 14.86 |  | 13.5 |  | 11.79 |  | 12.98 |  | 11.79 |  | 10.3 |  | 11.46 |  | 10.71 |  | 9.36 |  | 10.25 |  | 9.95 |  | 8.69 |  | 9.36 |  | 9.36 |  | 8.18 |  | 8.66 |  | 8.66 |  | 7.77 |  | 8.1 |  | 8.1 |  | 7.43 |  | 7.25 |  | 7.25 |  | 6.9
|  |  | 24 | 18.72 |  | 14.86 |  | 12.98 |  | 12.98 |  | 11.79 |  | 10.3 |  | 10.81 |  | 10.3 |  | 9 |  | 9.36 |  | 9.36 |  | 8.18 |  | 8.37 |  | 8.37 |  | 7.59 |  | 7.64 |  | 7.64 |  | 7.14 |  | 7.07 |  | 7.07 |  | 6.79 |  | 6.62 |  | 6.62 |  | 6.49 |  | 5.92 |  | 5.92 |  | 5.92
350S125-054 |  |  | 12 | 25.19 |  | 19.99 |  | 17.46 |  | 17.46 |  | 15.87 |  | 13.86 |  | 15.26 |  | 13.86 |  | 12.11 |  | 13.86 |  | 12.59 |  | 11 |  | 12.87 |  | 11.69 |  | 10.21 |  | 12.11 |  | 11 |  | 9.61 |  | 11.5 |  | 10.45 |  | 9.13 |  | 11 |  | 10 |  | 8.73 |  | 10.21 |  | 9.28 |  | 8.11
350 | S125-054 | (50ksi) | 16 | 22.88 |  | 18.16 |  | 15.87 |  | 15.87 |  | 14.42 |  | 12.59 |  | 13.86 |  | 12.59 |  | 11 |  | 12.59 |  | 11.44 |  | 10 |  | 11.69 |  | 10.62 |  | 9.28 |  | 11 |  | 10 |  | 8.73 |  | 10.45 |  | 9.49 |  | 8.29 |  | 10 |  | 9.08 |  | 7.93 |  | 9.28 |  | 8.43 |  | 7.36
|  |  | 24 | 19.99 |  | 15.87 |  | 13.86 |  | 13.86 |  | 12.59 |  | 11 |  | 12.11 |  | 11 |  | 9.61 |  | 11 |  | 10 |  | 8.73 |  | 10.21 |  | 9.28 |  | 8.11 |  | 9.61 |  | 8.73 |  | 7.63 |  | 9.13 |  | 8.29 |  | 7.25 |  | 8.73 |  | 7.93 |  | 6.93 |  | 8.06 |  | 7.36 |  | 6.43
350S125-068 |  |  | 12 | 26.92 |  | 21.36 |  | 18.66 |  | 18.66 |  | 16.96 |  | 14.81 |  | 16.3 |  | 14.81 |  | 12.94 |  | 14.81 |  | 13.46 |  | 11.76 |  | 13.75 |  | 12.49 |  | 10.91 |  | 12.94 |  | 11.76 |  | 10.27 |  | 12.29 |  | 11.17 |  | 9.76 |  | 11.76 |  | 10.68 |  | 9.33 |  | 10.91 |  | 9.92 |  | 8.66
350 | S125-068 | (50ksi) | 16 | 24.46 |  | 19.41 |  | 16.96 |  | 16.96 |  | 15.41 |  | 13.46 |  | 14.81 |  | 13.46 |  | 11.76 |  | 13.46 |  | 12.23 |  | 10.68 |  | 12.49 |  | 11.35 |  | 9.92 |  | 11.76 |  | 10.68 |  | 9.33 |  | 11.17 |  | 10.15 |  | 8.86 |  | 10.68 |  | 9.71 |  | 8.48 |  | 9.92 |  | 9.01 |  | 7.87
|  |  | 24 | 21.36 |  | 16.96 |  | 14.81 |  | 14.81 |  | 13.46 |  | 11.76 |  | 12.94 |  | 11.76 |  | 10.27 |  | 11.76 |  | 10.68 |  | 9.33 |  | 10.91 |  | 9.92 |  | 8.66 |  | 10.27 |  | 9.33 |  | 8.15 |  | 9.76 |  | 8.86 |  | 7.74 |  | 9.33 |  | 8.48 |  | 7.41 |  | 8.66 |  | 7.87 |  | 6.88
350S137-033 |  |  | 12 | 22.47 |  | 17.83 |  | 15.58 |  | 15.58 |  | 14.15 |  | 12.37 |  | 13.61 |  | 12.37 |  | 10.8 |  | 11.88 |  | 11.23 |  | 9.81 |  | 10.63 |  | 10.43 |  | 9.11 |  | 9.7 |  | 9.7 |  | 8.57 |  | 8.98 |  | 8.98 |  | 8.14 |  | 8.4 |  | 8.4 |  | 7.79 |  | 7.51 |  | 7.51 |  | 7.23
350 | S137-033 |  | 16 | 20.41 |  | 16.2 |  | 14.15 |  | 14.15 |  | 12.86 |  | 11.23 |  | 11.88 |  | 11.23 |  | 9.81 |  | 10.29 |  | 10.21 |  | 8.92 |  | 9.2 |  | 9.2 |  | 8.28 |  | 8.4 |  | 8.4 |  | 7.79 |  | 7.78 |  | 7.78 |  | 7.4 |  | 7.27 |  | 7.27 |  | 7.08 |  | 6.51 |  | 6.51 |  | 6.51
|  |  | 24 | 16.8 |  | 14.15 |  | 12.37 |  | 11.88 |  | 11.23 |  | 9.81 |  | 9.7 |  | 9.7 |  | 8.57 |  | 8.4 |  | 8.4 |  | 7.79 |  | 7.51 |  | 7.51 |  | 7.23 |  | 6.86 |  | 6.86 |  | 6.8 |  | 6.35 |  | 6.35 |  | 6.35 |  | 5.94 |  | 5.94 |  | 5.94 |  | 5.31 |  | 5.31 |  | 5.31
350S137-043 |  |  | 12 | 24.56 |  | 19.5 |  | 17.03 |  | 17.03 |  | 15.47 |  | 13.52 |  | 14.88 |  | 13.52 |  | 11.81 |  | 13.52 |  | 12.28 |  | 10.73 |  | 12.55 |  | 11.4 |  | 9.96 |  | 11.68 |  | 10.73 |  | 9.37 |  | 10.81 |  | 10.19 |  | 8.9 |  | 10.11 |  | 9.75 |  | 8.52 |  | 9.05 |  | 9.05 |  | 7.91
350 | S137-043 |  | 16 | 22.32 |  | 17.71 |  | 15.47 |  | 15.47 |  | 14.06 |  | 12.28 |  | 13.52 |  | 12.28 |  | 10.73 |  | 12.28 |  | 11.16 |  | 9.75 |  | 11.08 |  | 10.36 |  | 9.05 |  | 10.11 |  | 9.75 |  | 8.52 |  | 9.36 |  | 9.26 |  | 8.09 |  | 8.76 |  | 8.76 |  | 7.74 |  | 7.83 |  | 7.83 |  | 7.18
|  |  | 24 | 19.5 |  | 15.47 |  | 13.52 |  | 13.52 |  | 12.28 |  | 10.73 |  | 11.68 |  | 10.73 |  | 9.37 |  | 10.11 |  | 9.75 |  | 8.52 |  | 9.05 |  | 9.05 |  | 7.91 |  | 8.26 |  | 8.26 |  | 7.44 |  | 7.64 |  | 7.64 |  | 7.07 |  | 7.15 |  | 7.15 |  | 6.76 |  | 6.4 |  | 6.4 |  | 6.27
350S137-054 |  |  | 12 | 26.43 |  | 20.97 |  | 18.32 |  | 18.32 |  | 16.65 |  | 14.54 |  | 16.01 |  | 14.54 |  | 12.7 |  | 14.54 |  | 13.21 |  | 11.54 |  | 13.5 |  | 12.27 |  | 10.71 |  | 12.7 |  | 11.54 |  | 10.08 |  | 12.07 |  | 10.96 |  | 9.58 |  | 11.54 |  | 10.49 |  | 9.16 |  | 10.71 |  | 9.74 |  | 8.5
350 | S137-054 | (50ksi) | 16 | 24.01 |  | 19.06 |  | 16.65 |  | 16.65 |  | 15.12 |  | 13.21 |  | 14.54 |  | 13.21 |  | 11.54 |  | 13.21 |  | 12 |  | 10.49 |  | 12.27 |  | 11.14 |  | 9.74 |  | 11.54 |  | 10.49 |  | 9.16 |  | 10.96 |  | 9.96 |  | 8.7 |  | 10.49 |  | 9.53 |  | 8.32 |  | 9.74 |  | 8.84 |  | 7.73
|  |  | 24 | 20.97 |  | 16.65 |  | 14.54 |  | 14.54 |  | 13.21 |  | 11.54 |  | 12.7 |  | 11.54 |  | 10.08 |  | 11.54 |  | 10.49 |  | 9.16 |  | 10.71 |  | 9.74 |  | 8.5 |  | 10.08 |  | 9.16 |  | 8 |  | 9.58 |  | 8.7 |  | 7.6 |  | 9.16 |  | 8.32 |  | 7.27 |  | 8.5 |  | 7.73 |  | 6.75
350S137-068 |  |  | 12 | 28.35 |  | 22.5 |  | 19.66 |  | 19.66 |  | 17.86 |  | 15.6 |  | 17.17 |  | 15.6 |  | 13.63 |  | 15.6 |  | 14.17 |  | 12.38 |  | 14.48 |  | 13.16 |  | 11.49 |  | 13.63 |  | 12.38 |  | 10.82 |  | 12.95 |  | 11.76 |  | 10.27 |  | 12.38 |  | 11.25 |  | 9.83 |  | 11.49 |  | 10.44 |  | 9.12
350 | S137-068 | (50ksi) | 16 | 25.76 |  | 20.44 |  | 17.86 |  | 17.86 |  | 16.23 |  | 14.17 |  | 15.6 |  | 14.17 |  | 12.38 |  | 14.17 |  | 12.88 |  | 11.25 |  | 13.16 |  | 11.95 |  | 10.44 |  | 12.38 |  | 11.25 |  | 9.83 |  | 11.76 |  | 10.69 |  | 9.34 |  | 11.25 |  | 10.22 |  | 8.93 |  | 10.44 |  | 9.49 |  | 8.29
|  |  | 24 | 22.5 |  | 17.86 |  | 15.6 |  | 15.6 |  | 14.17 |  | 12.38 |  | 13.63 |  | 12.38 |  | 10.82 |  | 12.38 |  | 11.25 |  | 9.83 |  | 11.49 |  | 10.44 |  | 9.12 |  | 10.82 |  | 9.83 |  | 8.59 |  | 10.27 |  | 9.34 |  | 8.16 |  | 9.83 |  | 8.93 |  | 7.8 |  | 9.12 |  | 8.29 |  | 7.24
350S162-033 |  |  | 12 | 23.38 |  | 18.56 |  | 16.21 |  | 16.21 |  | 14.73 |  | 12.87 |  | 14.01 |  | 12.87 |  | 11.24 |  | 12.14 |  | 11.69 |  | 10.21 |  | 10.86 |  | 10.85 |  | 9.48 |  | 9.91 |  | 9.91 |  | 8.92 |  | 9.17 |  | 9.17 |  | 8.48 |  | 8.58 |  | 8.58 |  | 8.11 |  | 7.68 |  | 7.68 |  | 7.53
350 | S162-033 |  | 16 | 21.02 |  | 16.86 |  | 14.73 |  | 14.73 |  | 13.38 |  | 11.69 |  | 12.14 |  | 11.69 |  | 10.21 |  | 10.51 |  | 10.51 |  | 9.28 |  | 9.4 |  | 9.4 |  | 8.61 |  | 8.58 |  | 8.58 |  | 8.11 |  | 7.95 |  | 7.95 |  | 7.7 |  | 7.43 |  | 7.43 |  | 7.37 |  | 6.65 |  | 6.65 |  | 6.65
|  |  | 24 | 17.16 |  | 14.73 |  | 12.87 |  | 12.14 |  | 11.69 |  | 10.21 |  | 9.91 |  | 9.91 |  | 8.92 |  | 8.58 |  | 8.58 |  | 8.11 |  | 7.68 |  | 7.68 |  | 7.53 |  | 7.01 |  | 7.01 |  | 7.01 |  | 6.49 |  | 6.49 |  | 6.49 |  | 6.07 |  | 6.07 |  | 6.07 |  | 5.43 |  | 5.43 |  | 5.43
350S162-043 |  |  | 12 | 25.8 |  | 20.47 |  | 17.89 |  | 17.89 |  | 16.25 |  | 14.2 |  | 15.62 |  | 14.2 |  | 12.4 |  | 14.2 |  | 12.9 |  | 11.27 |  | 13.18 |  | 11.97 |  | 10.46 |  | 12.4 |  | 11.27 |  | 9.84 |  | 11.7 |  | 10.7 |  | 9.35 |  | 10.94 |  | 10.24 |  | 8.94 |  | 9.79 |  | 9.5 |  | 8.3
350 | S162-043 |  | 16 | 23.44 |  | 18.6 |  | 16.25 |  | 16.25 |  | 14.76 |  | 12.9 |  | 14.2 |  | 12.9 |  | 11.27 |  | 12.9 |  | 11.72 |  | 10.24 |  | 11.97 |  | 10.88 |  | 9.5 |  | 10.94 |  | 10.24 |  | 8.94 |  | 10.13 |  | 9.72 |  | 8.49 |  | 9.48 |  | 9.3 |  | 8.13 |  | 8.48 |  | 8.48 |  | 7.54
|  |  | 24 | 20.47 |  | 16.25 |  | 14.2 |  | 14.2 |  | 12.9 |  | 11.27 |  | 12.4 |  | 11.27 |  | 9.84 |  | 10.94 |  | 10.24 |  | 8.94 |  | 9.79 |  | 9.5 |  | 8.3 |  | 8.93 |  | 8.93 |  | 7.81 |  | 8.27 |  | 8.27 |  | 7.42 |  | 7.74 |  | 7.74 |  | 7.1 |  | 6.92 |  | 6.92 |  | 6.59
350S162-054 |  |  | 12 | 27.63 |  | 21.93 |  | 19.16 |  | 19.16 |  | 17.41 |  | 15.21 |  | 16.74 |  | 15.21 |  | 13.28 |  | 15.21 |  | 13.82 |  | 12.07 |  | 14.12 |  | 12.83 |  | 11.2 |  | 13.28 |  | 12.07 |  | 10.54 |  | 12.62 |  | 11.47 |  | 10.02 |  | 12.07 |  | 10.97 |  | 9.58 |  | 11.2 |  | 10.18 |  | 8.89
350 | S162-054 | (50ksi) | 16 | 25.11 |  | 19.93 |  | 17.41 |  | 17.41 |  | 15.82 |  | 13.82 |  | 15.21 |  | 13.82 |  | 12.07 |  | 13.82 |  | 12.55 |  | 10.97 |  | 12.83 |  | 11.65 |  | 10.18 |  | 12.07 |  | 10.97 |  | 9.58 |  | 11.47 |  | 10.42 |  | 9.1 |  | 10.97 |  | 9.96 |  | 8.7 |  | 10.18 |  | 9.25 |  | 8.08
|  |  | 24 | 21.93 |  | 17.41 |  | 15.21 |  | 15.21 |  | 13.82 |  | 12.07 |  | 13.28 |  | 12.07 |  | 10.54 |  | 12.07 |  | 10.97 |  | 9.58 |  | 11.2 |  | 10.18 |  | 8.89 |  | 10.54 |  | 9.58 |  | 8.37 |  | 10.02 |  | 9.1 |  | 7.95 |  | 9.58 |  | 8.7 |  | 7.6 |  | 8.89 |  | 8.08 |  | 7.06
350S162-068 |  |  | 12 | 29.58 |  | 23.48 |  | 20.51 |  | 20.51 |  | 18.64 |  | 16.28 |  | 17.92 |  | 16.28 |  | 14.22 |  | 16.28 |  | 14.79 |  | 12.92 |  | 15.11 |  | 13.73 |  | 12 |  | 14.22 |  | 12.92 |  | 11.29 |  | 13.51 |  | 12.27 |  | 10.72 |  | 12.92 |  | 11.74 |  | 10.26 |  | 12 |  | 10.9 |  | 9.52
350 | S162-068 | (50ksi) | 16 | 26.88 |  | 21.33 |  | 18.64 |  | 18.64 |  | 16.93 |  | 14.79 |  | 16.28 |  | 14.79 |  | 12.92 |  | 14.79 |  | 13.44 |  | 11.74 |  | 13.73 |  | 12.48 |  | 10.9 |  | 12.92 |  | 11.74 |  | 10.26 |  | 12.27 |  | 11.15 |  | 9.74 |  | 11.74 |  | 10.67 |  | 9.32 |  | 10.9 |  | 9.9 |  | 8.65
|  |  | 24 | 23.48 |  | 18.64 |  | 16.28 |  | 16.28 |  | 14.79 |  | 12.92 |  | 14.22 |  | 12.92 |  | 11.29 |  | 12.92 |  | 11.74 |  | 10.26 |  | 12 |  | 10.9 |  | 9.52 |  | 11.29 |  | 10.26 |  | 8.96 |  | 10.72 |  | 9.74 |  | 8.51 |  | 10.26 |  | 9.32 |  | 8.14 |  | 9.52 |  | 8.65 |  | 7.56
350S162-097 |  |  | 12 | 32.8 |  | 26.04 |  | 22.74 |  | 22.74 |  | 20.66 |  | 18.05 |  | 19.87 |  | 18.05 |  | 15.77 |  | 18.05 |  | 16.4 |  | 14.33 |  | 16.76 |  | 15.23 |  | 13.3 |  | 15.77 |  | 14.33 |  | 12.52 |  | 14.98 |  | 13.61 |  | 11.89 |  | 14.33 |  | 13.02 |  | 11.37 |  | 13.3 |  | 12.08 |  | 10.56
350 | S162-097 | (50ksi) | 16 | 29.8 |  | 23.66 |  | 20.66 |  | 20.66 |  | 18.78 |  | 16.4 |  | 18.05 |  | 16.4 |  | 14.33 |  | 16.4 |  | 14.9 |  | 13.02 |  | 15.23 |  | 13.83 |  | 12.08 |  | 14.33 |  | 13.02 |  | 11.37 |  | 13.61 |  | 12.37 |  | 10.8 |  | 13.02 |  | 11.83 |  | 10.33 |  | 12.08 |  | 10.98 |  | 9.59
|  |  | 24 | 26.04 |  | 20.66 |  | 18.05 |  | 18.05 |  | 16.4 |  | 14.33 |  | 15.77 |  | 14.33 |  | 12.52 |  | 14.33 |  | 13.02 |  | 11.37 |  | 13.3 |  | 12.08 |  | 10.56 |  | 12.52 |  | 11.37 |  | 9.93 |  | 11.89 |  | 10.8 |  | 9.44 |  | 11.37 |  | 10.33 |  | 9.03 |  | 10.56 |  | 9.59 |  | 8.38
350S200-033 |  |  | 12 | 24.42 |  | 19.39 |  | 16.93 |  | 16.93 |  | 15.39 |  | 13.44 |  | 14.38 |  | 13.44 |  | 11.74 |  | 12.45 |  | 12.21 |  | 10.67 |  | 11.14 |  | 11.14 |  | 9.9 |  | 10.17 |  | 10.17 |  | 9.32 |  | 9.41 |  | 9.41 |  | 8.85 |  | 8.8 |  | 8.8 |  | 8.47 |  | 7.88 |  | 7.88 |  | 7.86
350 | S200-033 |  | 16 | 21.57 |  | 17.61 |  | 15.39 |  | 15.25 |  | 13.98 |  | 12.21 |  | 12.45 |  | 12.21 |  | 10.67 |  | 10.78 |  | 10.78 |  | 9.69 |  | 9.65 |  | 9.65 |  | 9 |  | 8.8 |  | 8.8 |  | 8.47 |  | 8.15 |  | 8.15 |  | 8.04 |  | 7.63 |  | 7.63 |  | 7.63 |  | 6.82 |  | 6.82 |  | 6.82
|  |  | 24 | 17.61 |  | 15.39 |  | 13.44 |  | 12.45 |  | 12.21 |  | 10.67 |  | 10.17 |  | 10.17 |  | 9.32 |  | 8.8 |  | 8.8 |  | 8.47 |  | 7.88 |  | 7.88 |  | 7.86 |  | 7.19 |  | 7.19 |  | 7.19 |  | 6.66 |  | 6.66 |  | 6.66 |  | 6.23 |  | 6.23 |  | 6.23 |  | 5.57 |  | 5.57 |  | 5.57
350S200-043 |  |  | 12 | 27.06 |  | 21.48 |  | 18.76 |  | 18.76 |  | 17.05 |  | 14.89 |  | 16.39 |  | 14.89 |  | 13.01 |  | 14.89 |  | 13.53 |  | 11.82 |  | 13.82 |  | 12.56 |  | 10.97 |  | 12.86 |  | 11.82 |  | 10.32 |  | 11.9 |  | 11.23 |  | 9.81 |  | 11.13 |  | 10.74 |  | 9.38 |  | 9.96 |  | 9.96 |  | 8.71
350 | S200-043 |  | 16 | 24.58 |  | 19.51 |  | 17.05 |  | 17.05 |  | 15.49 |  | 13.53 |  | 14.89 |  | 13.53 |  | 11.82 |  | 13.53 |  | 12.29 |  | 10.74 |  | 12.2 |  | 11.41 |  | 9.97 |  | 11.13 |  | 10.74 |  | 9.38 |  | 10.31 |  | 10.2 |  | 8.91 |  | 9.64 |  | 9.64 |  | 8.52 |  | 8.62 |  | 8.62 |  | 7.91
|  |  | 24 | 21.48 |  | 17.05 |  | 14.89 |  | 14.89 |  | 13.53 |  | 11.82 |  | 12.86 |  | 11.82 |  | 10.32 |  | 11.13 |  | 10.74 |  | 9.38 |  | 9.96 |  | 9.96 |  | 8.71 |  | 9.09 |  | 9.09 |  | 8.19 |  | 8.42 |  | 8.42 |  | 7.78 |  | 7.87 |  | 7.87 |  | 7.45 |  | 7.04 |  | 7.04 |  | 6.91
350S200-054 |  |  | 12 | 29 |  | 23.02 |  | 20.11 |  | 20.11 |  | 18.27 |  | 15.96 |  | 17.57 |  | 15.96 |  | 13.94 |  | 15.96 |  | 14.5 |  | 12.67 |  | 14.82 |  | 13.46 |  | 11.76 |  | 13.94 |  | 12.67 |  | 11.07 |  | 13.25 |  | 12.03 |  | 10.51 |  | 12.67 |  | 11.51 |  | 10.06 |  | 11.76 |  | 10.69 |  | 9.33
350 | S200-054 | (50ksi) | 16 | 26.35 |  | 20.92 |  | 18.27 |  | 18.27 |  | 16.6 |  | 14.5 |  | 15.96 |  | 14.5 |  | 12.67 |  | 14.5 |  | 13.18 |  | 11.51 |  | 13.46 |  | 12.23 |  | 10.69 |  | 12.67 |  | 11.51 |  | 10.06 |  | 12.03 |  | 10.93 |  | 9.55 |  | 11.51 |  | 10.46 |  | 9.14 |  | 10.69 |  | 9.71 |  | 8.48
|  |  | 24 | 23.02 |  | 18.27 |  | 15.96 |  | 15.96 |  | 14.5 |  | 12.67 |  | 13.94 |  | 12.67 |  | 11.07 |  | 12.67 |  | 11.51 |  | 10.06 |  | 11.76 |  | 10.69 |  | 9.33 |  | 11.07 |  | 10.06 |  | 8.78 |  | 10.51 |  | 9.55 |  | 8.34 |  | 10.06 |  | 9.14 |  | 7.98 |  | 9.33 |  | 8.48 |  | 7.41
350S200-068 |  |  | 12 | 31.17 |  | 24.74 |  | 21.61 |  | 21.61 |  | 19.64 |  | 17.15 |  | 18.88 |  | 17.15 |  | 14.99 |  | 17.15 |  | 15.59 |  | 13.62 |  | 15.92 |  | 14.47 |  | 12.64 |  | 14.99 |  | 13.62 |  | 11.89 |  | 14.24 |  | 12.93 |  | 11.3 |  | 13.62 |  | 12.37 |  | 10.81 |  | 12.64 |  | 11.48 |  | 10.03
350 | S200-068 | (50ksi) | 16 | 28.32 |  | 22.48 |  | 19.64 |  | 19.64 |  | 17.84 |  | 15.59 |  | 17.15 |  | 15.59 |  | 13.62 |  | 15.59 |  | 14.16 |  | 12.37 |  | 14.47 |  | 13.15 |  | 11.48 |  | 13.62 |  | 12.37 |  | 10.81 |  | 12.93 |  | 11.75 |  | 10.27 |  | 12.37 |  | 11.24 |  | 9.82 |  | 11.48 |  | 10.43 |  | 9.11
|  |  | 24 | 24.74 |  | 19.64 |  | 17.15 |  | 17.15 |  | 15.59 |  | 13.62 |  | 14.99 |  | 13.62 |  | 11.89 |  | 13.62 |  | 12.37 |  | 10.81 |  | 12.64 |  | 11.48 |  | 10.03 |  | 11.89 |  | 10.81 |  | 9.44 |  | 11.3 |  | 10.27 |  | 8.97 |  | 10.81 |  | 9.82 |  | 8.58 |  | 10.03 |  | 9.11 |  | 7.96
350S200-097 |  |  | 12 | 34.67 |  | 27.52 |  | 24.04 |  | 24.04 |  | 21.84 |  | 19.08 |  | 21 |  | 19.08 |  | 16.67 |  | 19.08 |  | 17.34 |  | 15.14 |  | 17.71 |  | 16.09 |  | 14.06 |  | 16.67 |  | 15.14 |  | 13.23 |  | 15.83 |  | 14.39 |  | 12.57 |  | 15.14 |  | 13.76 |  | 12.02 |  | 14.06 |  | 12.77 |  | 11.16
350 | S200-097 | (50ksi) | 16 | 31.5 |  | 25 |  | 21.84 |  | 21.84 |  | 19.85 |  | 17.34 |  | 19.08 |  | 17.34 |  | 15.14 |  | 17.34 |  | 15.75 |  | 13.76 |  | 16.09 |  | 14.62 |  | 12.77 |  | 15.14 |  | 13.76 |  | 12.02 |  | 14.39 |  | 13.07 |  | 11.42 |  | 13.76 |  | 12.5 |  | 10.92 |  | 12.77 |  | 11.61 |  | 10.14
|  |  | 24 | 27.52 |  | 21.84 |  | 19.08 |  | 19.08 |  | 17.34 |  | 15.14 |  | 16.67 |  | 15.14 |  | 13.23 |  | 15.14 |  | 13.76 |  | 12.02 |  | 14.06 |  | 12.77 |  | 11.16 |  | 13.23 |  | 12.02 |  | 10.5 |  | 12.57 |  | 11.42 |  | 9.97 |  | 12.02 |  | 10.92 |  | 9.54 |  | 11.16 |  | 10.14 |  | 8.86
362S125-033 |  |  | 12 | 22.21 |  | 17.63 |  | 15.4 |  | 15.4 |  | 13.99 |  | 12.22 |  | 13.02 |  | 12.22 |  | 10.68 |  | 11.28 |  | 11.1 |  | 9.7 |  | 10.09 |  | 10.09 |  | 9.01 |  | 9.21 |  | 9.21 |  | 8.47 |  | 8.53 |  | 8.53 |  | 8.05 |  | 7.97 |  | 7.97 |  | 7.7 |  | 7.13 |  | 7.13 |  | 7.13
362 | S125-033 |  | 16 | 19.53 |  | 16.02 |  | 13.99 |  | 13.81 |  | 12.71 |  | 11.1 |  | 11.28 |  | 11.1 |  | 9.7 |  | 9.77 |  | 9.77 |  | 8.81 |  | 8.74 |  | 8.74 |  | 8.18 |  | 7.97 |  | 7.97 |  | 7.7 |  | 7.38 |  | 7.38 |  | 7.31 |  | 6.91 |  | 6.91 |  | 6.91 |  | 6.18 |  | 6.18 |  | 6.18
|  |  | 24 | 15.95 |  | 13.99 |  | 12.22 |  | 11.28 |  | 11.1 |  | 9.7 |  | 9.21 |  | 9.21 |  | 8.47 |  | 7.97 |  | 7.97 |  | 7.7 |  | 7.13 |  | 7.13 |  | 7.13 |  | 6.51 |  | 6.51 |  | 6.51 |  | 6.03 |  | 6.03 |  | 6.03 |  | 5.64 |  | 5.64 |  | 5.64 |  | 5.04 |  | 5.04 |  | 5.04
362S125-043 |  |  | 12 | 24.24 |  | 19.24 |  | 16.81 |  | 16.81 |  | 15.27 |  | 13.34 |  | 14.69 |  | 13.34 |  | 11.66 |  | 13.34 |  | 12.12 |  | 10.59 |  | 12.1 |  | 11.25 |  | 9.83 |  | 11.05 |  | 10.59 |  | 9.25 |  | 10.23 |  | 10.06 |  | 8.79 |  | 9.57 |  | 9.57 |  | 8.41 |  | 8.56 |  | 8.56 |  | 7.8
362 | S125-043 |  | 16 | 22.03 |  | 17.48 |  | 15.27 |  | 15.27 |  | 13.88 |  | 12.12 |  | 13.34 |  | 12.12 |  | 10.59 |  | 11.72 |  | 11.01 |  | 9.62 |  | 10.48 |  | 10.22 |  | 8.93 |  | 9.57 |  | 9.57 |  | 8.41 |  | 8.86 |  | 8.86 |  | 7.98 |  | 8.29 |  | 8.29 |  | 7.64 |  | 7.41 |  | 7.41 |  | 7.09
|  |  | 24 | 19.14 |  | 15.27 |  | 13.34 |  | 13.34 |  | 12.12 |  | 10.59 |  | 11.05 |  | 10.59 |  | 9.25 |  | 9.57 |  | 9.57 |  | 8.41 |  | 8.56 |  | 8.56 |  | 7.8 |  | 7.81 |  | 7.81 |  | 7.34 |  | 7.23 |  | 7.23 |  | 6.97 |  | 6.77 |  | 6.77 |  | 6.67 |  | 6.05 |  | 6.05 |  | 6.05
362S125-054 |  |  | 12 | 25.9 |  | 20.55 |  | 17.96 |  | 17.96 |  | 16.31 |  | 14.25 |  | 15.69 |  | 14.25 |  | 12.45 |  | 14.25 |  | 12.95 |  | 11.31 |  | 13.23 |  | 12.02 |  | 10.5 |  | 12.45 |  | 11.31 |  | 9.88 |  | 11.83 |  | 10.74 |  | 9.39 |  | 11.31 |  | 10.28 |  | 8.98 |  | 10.5 |  | 9.54 |  | 8.33
362 | S125-054 | (50ksi) | 16 | 23.53 |  | 18.67 |  | 16.31 |  | 16.31 |  | 14.82 |  | 12.95 |  | 14.25 |  | 12.95 |  | 11.31 |  | 12.95 |  | 11.76 |  | 10.28 |  | 12.02 |  | 10.92 |  | 9.54 |  | 11.31 |  | 10.28 |  | 8.98 |  | 10.74 |  | 9.76 |  | 8.53 |  | 10.28 |  | 9.34 |  | 8.16 |  | 9.54 |  | 8.67 |  | 7.57
|  |  | 24 | 20.55 |  | 16.31 |  | 14.25 |  | 14.25 |  | 12.95 |  | 11.31 |  | 12.45 |  | 11.31 |  | 9.88 |  | 11.31 |  | 10.28 |  | 8.98 |  | 10.5 |  | 9.54 |  | 8.33 |  | 9.88 |  | 8.98 |  | 7.84 |  | 9.39 |  | 8.53 |  | 7.45 |  | 8.98 |  | 8.16 |  | 7.13 |  | 8.24 |  | 7.57 |  | 6.61
362S125-068 |  |  | 12 | 27.68 |  | 21.97 |  | 19.19 |  | 19.19 |  | 17.44 |  | 15.23 |  | 16.77 |  | 15.23 |  | 13.31 |  | 15.23 |  | 13.84 |  | 12.09 |  | 14.14 |  | 12.85 |  | 11.22 |  | 13.31 |  | 12.09 |  | 10.56 |  | 12.64 |  | 11.48 |  | 10.03 |  | 12.09 |  | 10.98 |  | 9.6 |  | 11.22 |  | 10.2 |  | 8.91
362 | S125-068 | (50ksi) | 16 | 25.15 |  | 19.96 |  | 17.44 |  | 17.44 |  | 15.84 |  | 13.84 |  | 15.23 |  | 13.84 |  | 12.09 |  | 13.84 |  | 12.57 |  | 10.98 |  | 12.85 |  | 11.67 |  | 10.2 |  | 12.09 |  | 10.98 |  | 9.6 |  | 11.48 |  | 10.43 |  | 9.11 |  | 10.98 |  | 9.98 |  | 8.72 |  | 10.2 |  | 9.26 |  | 8.09
|  |  | 24 | 21.97 |  | 17.44 |  | 15.23 |  | 15.23 |  | 13.84 |  | 12.09 |  | 13.31 |  | 12.09 |  | 10.56 |  | 12.09 |  | 10.98 |  | 9.6 |  | 11.22 |  | 10.2 |  | 8.91 |  | 10.56 |  | 9.6 |  | 8.38 |  | 10.03 |  | 9.11 |  | 7.96 |  | 9.6 |  | 8.72 |  | 7.62 |  | 8.91 |  | 8.09 |  | 7.07
362S137-033 |  |  | 12 | 23.09 |  | 18.33 |  | 16.01 |  | 16.01 |  | 14.55 |  | 12.71 |  | 13.99 |  | 12.71 |  | 11.1 |  | 12.13 |  | 11.54 |  | 10.09 |  | 10.85 |  | 10.72 |  | 9.36 |  | 9.9 |  | 9.9 |  | 8.81 |  | 9.17 |  | 9.17 |  | 8.37 |  | 8.58 |  | 8.58 |  | 8 |  | 7.67 |  | 7.67 |  | 7.43
362 | S137-033 |  | 16 | 20.98 |  | 16.65 |  | 14.55 |  | 14.55 |  | 13.22 |  | 11.54 |  | 12.13 |  | 11.54 |  | 10.09 |  | 10.5 |  | 10.49 |  | 9.16 |  | 9.4 |  | 9.4 |  | 8.51 |  | 8.58 |  | 8.58 |  | 8 |  | 7.94 |  | 7.94 |  | 7.6 |  | 7.43 |  | 7.43 |  | 7.27 |  | 6.64 |  | 6.64 |  | 6.64
|  |  | 24 | 17.15 |  | 14.55 |  | 12.71 |  | 12.13 |  | 11.54 |  | 10.09 |  | 9.9 |  | 9.9 |  | 8.81 |  | 8.58 |  | 8.58 |  | 8 |  | 7.67 |  | 7.67 |  | 7.43 |  | 7 |  | 7 |  | 6.99 |  | 6.48 |  | 6.48 |  | 6.48 |  | 6.06 |  | 6.06 |  | 6.06 |  | 5.42 |  | 5.42 |  | 5.42
362S137-043 |  |  | 12 | 25.24 |  | 20.04 |  | 17.5 |  | 17.5 |  | 15.9 |  | 13.89 |  | 15.29 |  | 13.89 |  | 12.14 |  | 13.89 |  | 12.62 |  | 11.03 |  | 12.9 |  | 11.72 |  | 10.24 |  | 11.94 |  | 11.03 |  | 9.63 |  | 11.05 |  | 10.47 |  | 9.15 |  | 10.34 |  | 10.02 |  | 8.75 |  | 9.25 |  | 9.25 |  | 8.12
362 | S137-043 |  | 16 | 22.94 |  | 18.2 |  | 15.9 |  | 15.9 |  | 14.45 |  | 12.62 |  | 13.89 |  | 12.62 |  | 11.03 |  | 12.62 |  | 11.47 |  | 10.02 |  | 11.32 |  | 10.65 |  | 9.3 |  | 10.34 |  | 10.02 |  | 8.75 |  | 9.57 |  | 9.52 |  | 8.31 |  | 8.95 |  | 8.95 |  | 7.95 |  | 8.01 |  | 8.01 |  | 7.38
|  |  | 24 | 20.04 |  | 15.9 |  | 13.89 |  | 13.89 |  | 12.62 |  | 11.03 |  | 11.94 |  | 11.03 |  | 9.63 |  | 10.34 |  | 10.02 |  | 8.75 |  | 9.25 |  | 9.25 |  | 8.12 |  | 8.44 |  | 8.44 |  | 7.65 |  | 7.81 |  | 7.81 |  | 7.26 |  | 7.31 |  | 7.31 |  | 6.95 |  | 6.54 |  | 6.54 |  | 6.45
362S137-054 |  |  | 12 | 27.16 |  | 21.56 |  | 18.83 |  | 18.83 |  | 17.11 |  | 14.95 |  | 16.45 |  | 14.95 |  | 13.06 |  | 14.95 |  | 13.58 |  | 11.86 |  | 13.88 |  | 12.61 |  | 11.01 |  | 13.06 |  | 11.86 |  | 10.36 |  | 12.4 |  | 11.27 |  | 9.84 |  | 11.86 |  | 10.78 |  | 9.42 |  | 11.01 |  | 10.01 |  | 8.74
362 | S137-054 | (50ksi) | 16 | 24.68 |  | 19.59 |  | 17.11 |  | 17.11 |  | 15.55 |  | 13.58 |  | 14.95 |  | 13.58 |  | 11.86 |  | 13.58 |  | 12.34 |  | 10.78 |  | 12.61 |  | 11.45 |  | 10.01 |  | 11.86 |  | 10.78 |  | 9.42 |  | 11.27 |  | 10.24 |  | 8.94 |  | 10.78 |  | 9.79 |  | 8.56 |  | 10.01 |  | 9.09 |  | 7.94
|  |  | 24 | 21.56 |  | 17.11 |  | 14.95 |  | 14.95 |  | 13.58 |  | 11.86 |  | 13.06 |  | 11.86 |  | 10.36 |  | 11.86 |  | 10.78 |  | 9.42 |  | 11.01 |  | 10.01 |  | 8.74 |  | 10.36 |  | 9.42 |  | 8.23 |  | 9.84 |  | 8.94 |  | 7.81 |  | 9.42 |  | 8.56 |  | 7.47 |  | 8.74 |  | 7.94 |  | 6.94
362S137-068 |  |  | 12 | 29.14 |  | 23.13 |  | 20.21 |  | 20.21 |  | 18.36 |  | 16.04 |  | 17.65 |  | 16.04 |  | 14.01 |  | 16.04 |  | 14.57 |  | 12.73 |  | 14.89 |  | 13.53 |  | 11.82 |  | 14.01 |  | 12.73 |  | 11.12 |  | 13.31 |  | 12.09 |  | 10.56 |  | 12.73 |  | 11.57 |  | 10.1 |  | 11.82 |  | 10.74 |  | 9.38
362 | S137-068 | (50ksi) | 16 | 26.48 |  | 21.02 |  | 18.36 |  | 18.36 |  | 16.68 |  | 14.57 |  | 16.04 |  | 14.57 |  | 12.73 |  | 14.57 |  | 13.24 |  | 11.57 |  | 13.53 |  | 12.29 |  | 10.74 |  | 12.73 |  | 11.57 |  | 10.1 |  | 12.09 |  | 10.99 |  | 9.6 |  | 11.57 |  | 10.51 |  | 9.18 |  | 10.74 |  | 9.75 |  | 8.52
|  |  | 24 | 23.13 |  | 18.36 |  | 16.04 |  | 16.04 |  | 14.57 |  | 12.73 |  | 14.01 |  | 12.73 |  | 11.12 |  | 12.73 |  | 11.57 |  | 10.1 |  | 11.82 |  | 10.74 |  | 9.38 |  | 11.12 |  | 10.1 |  | 8.83 |  | 10.56 |  | 9.6 |  | 8.38 |  | 10.1 |  | 9.18 |  | 8.02 |  | 9.38 |  | 8.52 |  | 7.44
362S162-033 |  |  | 12 | 24.02 |  | 19.07 |  | 16.66 |  | 16.66 |  | 15.13 |  | 13.22 |  | 14.31 |  | 13.22 |  | 11.55 |  | 12.39 |  | 12.01 |  | 10.49 |  | 11.08 |  | 11.08 |  | 9.74 |  | 10.12 |  | 10.12 |  | 9.17 |  | 9.37 |  | 9.37 |  | 8.71 |  | 8.76 |  | 8.76 |  | 8.33 |  | 7.84 |  | 7.84 |  | 7.73
362 | S162-033 |  | 16 | 21.46 |  | 17.32 |  | 15.13 |  | 15.13 |  | 13.75 |  | 12.01 |  | 12.39 |  | 12.01 |  | 10.49 |  | 10.73 |  | 10.73 |  | 9.53 |  | 9.6 |  | 9.6 |  | 8.85 |  | 8.76 |  | 8.76 |  | 8.33 |  | 8.11 |  | 8.11 |  | 7.91 |  | 7.59 |  | 7.59 |  | 7.57 |  | 6.79 |  | 6.79 |  | 6.79
|  |  | 24 | 17.52 |  | 15.13 |  | 13.22 |  | 12.39 |  | 12.01 |  | 10.49 |  | 10.12 |  | 10.12 |  | 9.17 |  | 8.76 |  | 8.76 |  | 8.33 |  | 7.84 |  | 7.84 |  | 7.73 |  | 7.15 |  | 7.15 |  | 7.15 |  | 6.62 |  | 6.62 |  | 6.62 |  | 6.2 |  | 6.2 |  | 6.2 |  | 5.54 |  | 5.54 |  | 5.54
362S162-043 |  |  | 12 | 26.5 |  | 21.04 |  | 18.38 |  | 18.38 |  | 16.7 |  | 14.59 |  | 16.05 |  | 14.59 |  | 12.74 |  | 14.59 |  | 13.25 |  | 11.58 |  | 13.54 |  | 12.3 |  | 10.75 |  | 12.74 |  | 11.58 |  | 10.11 |  | 11.95 |  | 11 |  | 9.61 |  | 11.18 |  | 10.52 |  | 9.19 |  | 10 |  | 9.76 |  | 8.53
362 | S162-043 |  | 16 | 24.08 |  | 19.11 |  | 16.7 |  | 16.7 |  | 15.17 |  | 13.25 |  | 14.59 |  | 13.25 |  | 11.58 |  | 13.25 |  | 12.04 |  | 10.52 |  | 12.25 |  | 11.18 |  | 9.76 |  | 11.18 |  | 10.52 |  | 9.19 |  | 10.35 |  | 9.99 |  | 8.73 |  | 9.68 |  | 9.56 |  | 8.35 |  | 8.66 |  | 8.66 |  | 7.75
|  |  | 24 | 21.04 |  | 16.7 |  | 14.59 |  | 14.59 |  | 13.25 |  | 11.58 |  | 12.74 |  | 11.58 |  | 10.11 |  | 11.18 |  | 10.52 |  | 9.19 |  | 10 |  | 9.76 |  | 8.53 |  | 9.13 |  | 9.13 |  | 8.03 |  | 8.45 |  | 8.45 |  | 7.62 |  | 7.91 |  | 7.91 |  | 7.29 |  | 7.07 |  | 7.07 |  | 6.77
362S162-054 |  |  | 12 | 28.39 |  | 22.54 |  | 19.69 |  | 19.69 |  | 17.89 |  | 15.63 |  | 17.2 |  | 15.63 |  | 13.65 |  | 15.63 |  | 14.2 |  | 12.4 |  | 14.51 |  | 13.18 |  | 11.51 |  | 13.65 |  | 12.4 |  | 10.83 |  | 12.97 |  | 11.78 |  | 10.29 |  | 12.4 |  | 11.27 |  | 9.84 |  | 11.51 |  | 10.46 |  | 9.14
362 | S162-054 | (50ksi) | 16 | 25.8 |  | 20.48 |  | 17.89 |  | 17.89 |  | 16.25 |  | 14.2 |  | 15.63 |  | 14.2 |  | 12.4 |  | 14.2 |  | 12.9 |  | 11.27 |  | 13.18 |  | 11.97 |  | 10.46 |  | 12.4 |  | 11.27 |  | 9.84 |  | 11.78 |  | 10.7 |  | 9.35 |  | 11.27 |  | 10.24 |  | 8.94 |  | 10.46 |  | 9.5 |  | 8.3
|  |  | 24 | 22.54 |  | 17.89 |  | 15.63 |  | 15.63 |  | 14.2 |  | 12.4 |  | 13.65 |  | 12.4 |  | 10.83 |  | 12.4 |  | 11.27 |  | 9.84 |  | 11.51 |  | 10.46 |  | 9.14 |  | 10.83 |  | 9.84 |  | 8.6 |  | 10.29 |  | 9.35 |  | 8.17 |  | 9.84 |  | 8.94 |  | 7.81 |  | 9.14 |  | 8.3 |  | 7.25
362S162-068 |  |  | 12 | 30.4 |  | 24.13 |  | 21.08 |  | 21.08 |  | 19.15 |  | 16.73 |  | 18.42 |  | 16.73 |  | 14.62 |  | 16.73 |  | 15.2 |  | 13.28 |  | 15.53 |  | 14.11 |  | 12.33 |  | 14.62 |  | 13.28 |  | 11.6 |  | 13.88 |  | 12.61 |  | 11.02 |  | 13.28 |  | 12.07 |  | 10.54 |  | 12.33 |  | 11.2 |  | 9.78
362 | S162-068 | (50ksi) | 16 | 27.62 |  | 21.92 |  | 19.15 |  | 19.15 |  | 17.4 |  | 15.2 |  | 16.73 |  | 15.2 |  | 13.28 |  | 15.2 |  | 13.81 |  | 12.07 |  | 14.11 |  | 12.82 |  | 11.2 |  | 13.28 |  | 12.07 |  | 10.54 |  | 12.61 |  | 11.46 |  | 10.01 |  | 12.07 |  | 10.96 |  | 9.58 |  | 11.2 |  | 10.18 |  | 8.89
|  |  | 24 | 24.13 |  | 19.15 |  | 16.73 |  | 16.73 |  | 15.2 |  | 13.28 |  | 14.62 |  | 13.28 |  | 11.6 |  | 13.28 |  | 12.07 |  | 10.54 |  | 12.33 |  | 11.2 |  | 9.78 |  | 11.6 |  | 10.54 |  | 9.21 |  | 11.02 |  | 10.01 |  | 8.75 |  | 10.54 |  | 9.58 |  | 8.37 |  | 9.78 |  | 8.89 |  | 7.77
362S162-097 |  |  | 12 | 33.73 |  | 26.77 |  | 23.39 |  | 23.39 |  | 21.25 |  | 18.56 |  | 20.43 |  | 18.56 |  | 16.21 |  | 18.56 |  | 16.86 |  | 14.73 |  | 17.23 |  | 15.65 |  | 13.68 |  | 16.21 |  | 14.73 |  | 12.87 |  | 15.4 |  | 13.99 |  | 12.22 |  | 14.73 |  | 13.38 |  | 11.69 |  | 13.68 |  | 12.43 |  | 10.85
362 | S162-097 | (50ksi) | 16 | 30.64 |  | 24.32 |  | 21.25 |  | 21.25 |  | 19.3 |  | 16.86 |  | 18.56 |  | 16.86 |  | 14.73 |  | 16.86 |  | 15.32 |  | 13.38 |  | 15.65 |  | 14.22 |  | 12.43 |  | 14.73 |  | 13.38 |  | 11.69 |  | 13.99 |  | 12.71 |  | 11.11 |  | 13.38 |  | 12.16 |  | 10.62 |  | 12.43 |  | 11.29 |  | 9.86
|  |  | 24 | 26.77 |  | 21.25 |  | 18.56 |  | 18.56 |  | 16.86 |  | 14.73 |  | 16.21 |  | 14.73 |  | 12.87 |  | 14.73 |  | 13.38 |  | 11.69 |  | 13.68 |  | 12.43 |  | 10.85 |  | 12.87 |  | 11.69 |  | 10.21 |  | 12.22 |  | 11.11 |  | 9.7 |  | 11.69 |  | 10.62 |  | 9.28 |  | 10.85 |  | 9.86 |  | 8.62
362S200-033 |  |  | 12 | 25.09 |  | 19.91 |  | 17.39 |  | 17.39 |  | 15.8 |  | 13.81 |  | 14.68 |  | 13.81 |  | 12.06 |  | 12.71 |  | 12.54 |  | 10.96 |  | 11.37 |  | 11.37 |  | 10.17 |  | 10.38 |  | 10.38 |  | 9.57 |  | 9.61 |  | 9.61 |  | 9.09 |  | 8.99 |  | 8.99 |  | 8.7 |  | 8.04 |  | 8.04 |  | 8.04
362 | S200-033 |  | 16 | 22.02 |  | 18.09 |  | 15.8 |  | 15.57 |  | 14.36 |  | 12.54 |  | 12.71 |  | 12.54 |  | 10.96 |  | 11.01 |  | 11.01 |  | 9.96 |  | 9.85 |  | 9.85 |  | 9.24 |  | 8.99 |  | 8.99 |  | 8.7 |  | 8.32 |  | 8.32 |  | 8.26 |  | 7.78 |  | 7.78 |  | 7.78 |  | 6.96 |  | 6.96 |  | 6.96
|  |  | 24 | 17.98 |  | 15.8 |  | 13.81 |  | 12.71 |  | 12.54 |  | 10.96 |  | 10.38 |  | 10.38 |  | 9.57 |  | 8.99 |  | 8.99 |  | 8.7 |  | 8.04 |  | 8.04 |  | 8.04 |  | 7.34 |  | 7.34 |  | 7.34 |  | 6.79 |  | 6.79 |  | 6.79 |  | 6.36 |  | 6.36 |  | 6.36 |  | 5.68 |  | 5.68 |  | 5.68
362S200-043 |  |  | 12 | 27.79 |  | 22.06 |  | 19.27 |  | 19.27 |  | 17.51 |  | 15.29 |  | 16.83 |  | 15.29 |  | 13.36 |  | 15.29 |  | 13.89 |  | 12.14 |  | 14.2 |  | 12.9 |  | 11.27 |  | 13.13 |  | 12.14 |  | 10.6 |  | 12.16 |  | 11.53 |  | 10.07 |  | 11.37 |  | 11.03 |  | 9.63 |  | 10.17 |  | 10.17 |  | 8.94
362 | S200-043 |  | 16 | 25.25 |  | 20.04 |  | 17.51 |  | 17.51 |  | 15.9 |  | 13.89 |  | 15.29 |  | 13.89 |  | 12.14 |  | 13.89 |  | 12.62 |  | 11.03 |  | 12.46 |  | 11.72 |  | 10.24 |  | 11.37 |  | 11.03 |  | 9.63 |  | 10.53 |  | 10.48 |  | 9.15 |  | 9.85 |  | 9.85 |  | 8.75 |  | 8.81 |  | 8.81 |  | 8.13
|  |  | 24 | 22.06 |  | 17.51 |  | 15.29 |  | 15.29 |  | 13.89 |  | 12.14 |  | 13.13 |  | 12.14 |  | 10.6 |  | 11.37 |  | 11.03 |  | 9.63 |  | 10.17 |  | 10.17 |  | 8.94 |  | 9.28 |  | 9.28 |  | 8.42 |  | 8.6 |  | 8.6 |  | 7.99 |  | 8.04 |  | 8.04 |  | 7.65 |  | 7.19 |  | 7.19 |  | 7.1
362S200-054 |  |  | 12 | 29.79 |  | 23.64 |  | 20.66 |  | 20.66 |  | 18.77 |  | 16.39 |  | 18.04 |  | 16.39 |  | 14.32 |  | 16.39 |  | 14.9 |  | 13.01 |  | 15.22 |  | 13.83 |  | 12.08 |  | 14.32 |  | 13.01 |  | 11.37 |  | 13.6 |  | 12.36 |  | 10.8 |  | 13.01 |  | 11.82 |  | 10.33 |  | 12.08 |  | 10.97 |  | 9.59
362 | S200-054 | (50ksi) | 16 | 27.07 |  | 21.48 |  | 18.77 |  | 18.77 |  | 17.05 |  | 14.9 |  | 16.39 |  | 14.9 |  | 13.01 |  | 14.9 |  | 13.53 |  | 11.82 |  | 13.83 |  | 12.56 |  | 10.97 |  | 13.01 |  | 11.82 |  | 10.33 |  | 12.36 |  | 11.23 |  | 9.81 |  | 11.82 |  | 10.74 |  | 9.38 |  | 10.97 |  | 9.97 |  | 8.71
|  |  | 24 | 23.64 |  | 18.77 |  | 16.39 |  | 16.39 |  | 14.9 |  | 13.01 |  | 14.32 |  | 13.01 |  | 11.37 |  | 13.01 |  | 11.82 |  | 10.33 |  | 12.08 |  | 10.97 |  | 9.59 |  | 11.37 |  | 10.33 |  | 9.02 |  | 10.8 |  | 9.81 |  | 8.57 |  | 10.33 |  | 9.38 |  | 8.2 |  | 9.59 |  | 8.71 |  | 7.61
362S200-068 |  |  | 12 | 32.02 |  | 25.42 |  | 22.2 |  | 22.2 |  | 20.17 |  | 17.62 |  | 19.4 |  | 17.62 |  | 15.39 |  | 17.62 |  | 16.01 |  | 13.99 |  | 16.36 |  | 14.86 |  | 12.98 |  | 15.39 |  | 13.99 |  | 12.22 |  | 14.62 |  | 13.29 |  | 11.61 |  | 13.99 |  | 12.71 |  | 11.1 |  | 12.98 |  | 11.8 |  | 10.31
362 | S200-068 | (50ksi) | 16 | 29.09 |  | 23.09 |  | 20.17 |  | 20.17 |  | 18.33 |  | 16.01 |  | 17.62 |  | 16.01 |  | 13.99 |  | 16.01 |  | 14.55 |  | 12.71 |  | 14.86 |  | 13.5 |  | 11.8 |  | 13.99 |  | 12.71 |  | 11.1 |  | 13.29 |  | 12.07 |  | 10.55 |  | 12.71 |  | 11.55 |  | 10.09 |  | 11.8 |  | 10.72 |  | 9.36
|  |  | 24 | 25.42 |  | 20.17 |  | 17.62 |  | 17.62 |  | 16.01 |  | 13.99 |  | 15.39 |  | 13.99 |  | 12.22 |  | 13.99 |  | 12.71 |  | 11.1 |  | 12.98 |  | 11.8 |  | 10.31 |  | 12.22 |  | 11.1 |  | 9.7 |  | 11.61 |  | 10.55 |  | 9.21 |  | 11.1 |  | 10.09 |  | 8.81 |  | 10.31 |  | 9.36 |  | 8.18
362S200-097 |  |  | 12 | 35.64 |  | 28.28 |  | 24.71 |  | 24.71 |  | 22.45 |  | 19.61 |  | 21.58 |  | 19.61 |  | 17.13 |  | 19.61 |  | 17.82 |  | 15.57 |  | 18.21 |  | 16.54 |  | 14.45 |  | 17.13 |  | 15.57 |  | 13.6 |  | 16.27 |  | 14.79 |  | 12.92 |  | 15.57 |  | 14.14 |  | 12.35 |  | 14.45 |  | 13.13 |  | 11.47
362 | S200-097 | (50ksi) | 16 | 32.38 |  | 25.7 |  | 22.45 |  | 22.45 |  | 20.4 |  | 17.82 |  | 19.61 |  | 17.82 |  | 15.57 |  | 17.82 |  | 16.19 |  | 14.14 |  | 16.54 |  | 15.03 |  | 13.13 |  | 15.57 |  | 14.14 |  | 12.35 |  | 14.79 |  | 13.43 |  | 11.74 |  | 14.14 |  | 12.85 |  | 11.22 |  | 13.13 |  | 11.93 |  | 10.42
|  |  | 24 | 28.28 |  | 22.45 |  | 19.61 |  | 19.61 |  | 17.82 |  | 15.57 |  | 17.13 |  | 15.57 |  | 13.6 |  | 15.57 |  | 14.14 |  | 12.35 |  | 14.45 |  | 13.13 |  | 11.47 |  | 13.6 |  | 12.35 |  | 10.79 |  | 12.92 |  | 11.74 |  | 10.25 |  | 12.35 |  | 11.22 |  | 9.81 |  | 11.47 |  | 10.42 |  | 9.1
400S125-033 |  |  | 12 | 23.93 |  | 19.05 |  | 16.64 |  | 16.64 |  | 15.12 |  | 13.21 |  | 13.81 |  | 13.21 |  | 11.54 |  | 11.96 |  | 11.96 |  | 10.48 |  | 10.7 |  | 10.7 |  | 9.73 |  | 9.77 |  | 9.77 |  | 9.16 |  | 9.04 |  | 9.04 |  | 8.7 |  | 8.46 |  | 8.46 |  | 8.32 |  | 7.57 |  | 7.57 |  | 7.57
400 | S125-033 |  | 16 | 20.72 |  | 17.31 |  | 15.12 |  | 14.65 |  | 13.74 |  | 12 |  | 11.96 |  | 11.96 |  | 10.48 |  | 10.36 |  | 10.36 |  | 9.52 |  | 9.27 |  | 9.27 |  | 8.84 |  | 8.46 |  | 8.46 |  | 8.32 |  | 7.83 |  | 7.83 |  | 7.83 |  | 7.33 |  | 7.33 |  | 7.33 |  | 6.55 |  | 6.55 |  | 6.55
|  |  | 24 | 16.92 |  | 15.12 |  | 13.21 |  | 11.96 |  | 11.96 |  | 10.48 |  | 9.77 |  | 9.77 |  | 9.16 |  | 8.46 |  | 8.46 |  | 8.32 |  | 7.57 |  | 7.57 |  | 7.57 |  | 6.91 |  | 6.91 |  | 6.91 |  | 6.39 |  | 6.39 |  | 6.39 |  | 5.98 |  | 5.98 |  | 5.98 |  | 5.35 |  | 5.35 |  | 5.35
400S125-043 |  |  | 12 | 26.2 |  | 20.8 |  | 18.17 |  | 18.17 |  | 16.51 |  | 14.42 |  | 15.87 |  | 14.42 |  | 12.6 |  | 14.39 |  | 13.1 |  | 11.44 |  | 12.87 |  | 12.16 |  | 10.62 |  | 11.75 |  | 11.44 |  | 10 |  | 10.88 |  | 10.87 |  | 9.5 |  | 10.18 |  | 10.18 |  | 9.08 |  | 9.1 |  | 9.1 |  | 8.43
400 | S125-043 |  | 16 | 23.8 |  | 18.89 |  | 16.51 |  | 16.51 |  | 15 |  | 13.1 |  | 14.39 |  | 13.1 |  | 11.44 |  | 12.46 |  | 11.9 |  | 10.4 |  | 11.15 |  | 11.05 |  | 9.65 |  | 10.18 |  | 10.18 |  | 9.08 |  | 9.42 |  | 9.42 |  | 8.63 |  | 8.81 |  | 8.81 |  | 8.25 |  | 7.88 |  | 7.88 |  | 7.66
|  |  | 24 | 20.35 |  | 16.51 |  | 14.42 |  | 14.39 |  | 13.1 |  | 11.44 |  | 11.75 |  | 11.44 |  | 10 |  | 10.18 |  | 10.18 |  | 9.08 |  | 9.1 |  | 9.1 |  | 8.43 |  | 8.31 |  | 8.31 |  | 7.93 |  | 7.69 |  | 7.69 |  | 7.54 |  | 7.19 |  | 7.19 |  | 7.19 |  | 6.44 |  | 6.44 |  | 6.44
400S125-054 |  |  | 12 | 28.01 |  | 22.23 |  | 19.42 |  | 19.42 |  | 17.64 |  | 15.41 |  | 16.97 |  | 15.41 |  | 13.47 |  | 15.41 |  | 14 |  | 12.23 |  | 14.31 |  | 13 |  | 11.36 |  | 13.47 |  | 12.23 |  | 10.69 |  | 12.79 |  | 11.62 |  | 10.15 |  | 12.23 |  | 11.12 |  | 9.71 |  | 11.36 |  | 10.32 |  | 9.01
400 | S125-054 | (50ksi) | 16 | 25.45 |  | 20.2 |  | 17.64 |  | 17.64 |  | 16.03 |  | 14 |  | 15.41 |  | 14 |  | 12.23 |  | 14 |  | 12.72 |  | 11.12 |  | 13 |  | 11.81 |  | 10.32 |  | 12.23 |  | 11.12 |  | 9.71 |  | 11.62 |  | 10.56 |  | 9.22 |  | 11.12 |  | 10.1 |  | 8.82 |  | 10.32 |  | 9.38 |  | 8.19
|  |  | 24 | 22.23 |  | 17.64 |  | 15.41 |  | 15.41 |  | 14 |  | 12.23 |  | 13.47 |  | 12.23 |  | 10.69 |  | 12.23 |  | 11.12 |  | 9.71 |  | 11.36 |  | 10.32 |  | 9.01 |  | 10.69 |  | 9.71 |  | 8.48 |  | 10.15 |  | 9.22 |  | 8.06 |  | 9.71 |  | 8.82 |  | 7.71 |  | 8.78 |  | 8.19 |  | 7.15
400S125-068 |  |  | 12 | 29.94 |  | 23.76 |  | 20.76 |  | 20.76 |  | 18.86 |  | 16.48 |  | 18.14 |  | 16.48 |  | 14.39 |  | 16.48 |  | 14.97 |  | 13.08 |  | 15.3 |  | 13.9 |  | 12.14 |  | 14.39 |  | 13.08 |  | 11.42 |  | 13.67 |  | 12.42 |  | 10.85 |  | 13.08 |  | 11.88 |  | 10.38 |  | 12.14 |  | 11.03 |  | 9.64
400 | S125-068 | (50ksi) | 16 | 27.2 |  | 21.59 |  | 18.86 |  | 18.86 |  | 17.14 |  | 14.97 |  | 16.48 |  | 14.97 |  | 13.08 |  | 14.97 |  | 13.6 |  | 11.88 |  | 13.9 |  | 12.63 |  | 11.03 |  | 13.08 |  | 11.88 |  | 10.38 |  | 12.42 |  | 11.29 |  | 9.86 |  | 11.88 |  | 10.8 |  | 9.43 |  | 11.03 |  | 10.02 |  | 8.75
|  |  | 24 | 23.76 |  | 18.86 |  | 16.48 |  | 16.48 |  | 14.97 |  | 13.08 |  | 14.39 |  | 13.08 |  | 11.42 |  | 13.08 |  | 11.88 |  | 10.38 |  | 12.14 |  | 11.03 |  | 9.64 |  | 11.42 |  | 10.38 |  | 9.07 |  | 10.85 |  | 9.86 |  | 8.61 |  | 10.38 |  | 9.43 |  | 8.24 |  | 9.64 |  | 8.75 |  | 7.65
400S137-033 |  |  | 12 | 24.93 |  | 19.79 |  | 17.28 |  | 17.28 |  | 15.7 |  | 13.72 |  | 14.84 |  | 13.72 |  | 11.98 |  | 12.85 |  | 12.46 |  | 10.89 |  | 11.5 |  | 11.5 |  | 10.11 |  | 10.49 |  | 10.49 |  | 9.51 |  | 9.72 |  | 9.72 |  | 9.04 |  | 9.09 |  | 9.09 |  | 8.64 |  | 8.13 |  | 8.13 |  | 8.02
400 | S137-033 |  | 16 | 22.26 |  | 17.98 |  | 15.7 |  | 15.7 |  | 14.27 |  | 12.46 |  | 12.85 |  | 12.46 |  | 10.89 |  | 11.13 |  | 11.13 |  | 9.89 |  | 9.96 |  | 9.96 |  | 9.18 |  | 9.09 |  | 9.09 |  | 8.64 |  | 8.41 |  | 8.41 |  | 8.21 |  | 7.87 |  | 7.87 |  | 7.85 |  | 7.04 |  | 7.04 |  | 7.04
|  |  | 24 | 18.18 |  | 15.7 |  | 13.72 |  | 12.85 |  | 12.46 |  | 10.89 |  | 10.49 |  | 10.49 |  | 9.51 |  | 9.09 |  | 9.09 |  | 8.64 |  | 8.13 |  | 8.13 |  | 8.02 |  | 7.42 |  | 7.42 |  | 7.42 |  | 6.87 |  | 6.87 |  | 6.87 |  | 6.43 |  | 6.43 |  | 6.43 |  | 5.75 |  | 5.75 |  | 5.75
400S137-043 |  |  | 12 | 27.26 |  | 21.64 |  | 18.9 |  | 18.9 |  | 17.17 |  | 15 |  | 16.51 |  | 15 |  | 13.11 |  | 15 |  | 13.63 |  | 11.91 |  | 13.89 |  | 12.65 |  | 11.05 |  | 12.68 |  | 11.91 |  | 10.4 |  | 11.74 |  | 11.31 |  | 9.88 |  | 10.98 |  | 10.82 |  | 9.45 |  | 9.82 |  | 9.82 |  | 8.77
400 | S137-043 |  | 16 | 24.77 |  | 19.66 |  | 17.17 |  | 17.17 |  | 15.6 |  | 13.63 |  | 15 |  | 13.63 |  | 11.91 |  | 13.45 |  | 12.38 |  | 10.82 |  | 12.03 |  | 11.5 |  | 10.04 |  | 10.98 |  | 10.82 |  | 9.45 |  | 10.17 |  | 10.17 |  | 8.98 |  | 9.51 |  | 9.51 |  | 8.59 |  | 8.51 |  | 8.51 |  | 7.97
|  |  | 24 | 21.64 |  | 17.17 |  | 15 |  | 15 |  | 13.63 |  | 11.91 |  | 12.68 |  | 11.91 |  | 10.4 |  | 10.98 |  | 10.82 |  | 9.45 |  | 9.82 |  | 9.82 |  | 8.77 |  | 8.97 |  | 8.97 |  | 8.26 |  | 8.3 |  | 8.3 |  | 7.84 |  | 7.77 |  | 7.77 |  | 7.5 |  | 6.95 |  | 6.95 |  | 6.95
400S137-054 |  |  | 12 | 29.35 |  | 23.29 |  | 20.35 |  | 20.35 |  | 18.49 |  | 16.15 |  | 17.77 |  | 16.15 |  | 14.11 |  | 16.15 |  | 14.67 |  | 12.82 |  | 14.99 |  | 13.62 |  | 11.9 |  | 14.11 |  | 12.82 |  | 11.2 |  | 13.4 |  | 12.18 |  | 10.64 |  | 12.82 |  | 11.65 |  | 10.17 |  | 11.9 |  | 10.81 |  | 9.44
400 | S137-054 | (50ksi) | 16 | 26.66 |  | 21.16 |  | 18.49 |  | 18.49 |  | 16.8 |  | 14.67 |  | 16.15 |  | 14.67 |  | 12.82 |  | 14.67 |  | 13.33 |  | 11.65 |  | 13.62 |  | 12.38 |  | 10.81 |  | 12.82 |  | 11.65 |  | 10.17 |  | 12.18 |  | 11.06 |  | 9.66 |  | 11.65 |  | 10.58 |  | 9.24 |  | 10.81 |  | 9.82 |  | 8.58
|  |  | 24 | 23.29 |  | 18.49 |  | 16.15 |  | 16.15 |  | 14.67 |  | 12.82 |  | 14.11 |  | 12.82 |  | 11.2 |  | 12.82 |  | 11.65 |  | 10.17 |  | 11.9 |  | 10.81 |  | 9.44 |  | 11.2 |  | 10.17 |  | 8.89 |  | 10.64 |  | 9.66 |  | 8.44 |  | 10.17 |  | 9.24 |  | 8.07 |  | 9.44 |  | 8.58 |  | 7.5
400S137-068 |  |  | 12 | 31.51 |  | 25.01 |  | 21.84 |  | 21.84 |  | 19.85 |  | 17.34 |  | 19.08 |  | 17.34 |  | 15.15 |  | 17.34 |  | 15.75 |  | 13.76 |  | 16.1 |  | 14.62 |  | 12.77 |  | 15.15 |  | 13.76 |  | 12.02 |  | 14.39 |  | 13.07 |  | 11.42 |  | 13.76 |  | 12.5 |  | 10.92 |  | 12.77 |  | 11.61 |  | 10.14
400 | S137-068 | (50ksi) | 16 | 28.62 |  | 22.72 |  | 19.85 |  | 19.85 |  | 18.03 |  | 15.75 |  | 17.34 |  | 15.75 |  | 13.76 |  | 15.75 |  | 14.31 |  | 12.5 |  | 14.62 |  | 13.29 |  | 11.61 |  | 13.76 |  | 12.5 |  | 10.92 |  | 13.07 |  | 11.88 |  | 10.38 |  | 12.5 |  | 11.36 |  | 9.92 |  | 11.61 |  | 10.55 |  | 9.21
|  |  | 24 | 25.01 |  | 19.85 |  | 17.34 |  | 17.34 |  | 15.75 |  | 13.76 |  | 15.15 |  | 13.76 |  | 12.02 |  | 13.76 |  | 12.5 |  | 10.92 |  | 12.77 |  | 11.61 |  | 10.14 |  | 12.02 |  | 10.92 |  | 9.54 |  | 11.42 |  | 10.38 |  | 9.06 |  | 10.92 |  | 9.92 |  | 8.67 |  | 10.14 |  | 9.21 |  | 8.05
400S162-033 |  |  | 12 | 25.92 |  | 20.57 |  | 17.97 |  | 17.97 |  | 16.33 |  | 14.26 |  | 15.16 |  | 14.26 |  | 12.46 |  | 13.13 |  | 12.96 |  | 11.32 |  | 11.74 |  | 11.74 |  | 10.51 |  | 10.72 |  | 10.72 |  | 9.89 |  | 9.92 |  | 9.92 |  | 9.39 |  | 9.28 |  | 9.28 |  | 8.99 |  | 8.3 |  | 8.3 |  | 8.3
400 | S162-033 |  | 16 | 22.73 |  | 18.69 |  | 16.33 |  | 16.08 |  | 14.83 |  | 12.96 |  | 13.13 |  | 12.96 |  | 11.32 |  | 11.37 |  | 11.37 |  | 10.29 |  | 10.17 |  | 10.17 |  | 9.55 |  | 9.28 |  | 9.28 |  | 8.99 |  | 8.59 |  | 8.59 |  | 8.54 |  | 8.04 |  | 8.04 |  | 8.04 |  | 7.19 |  | 7.19 |  | 7.19
|  |  | 24 | 18.56 |  | 16.33 |  | 14.26 |  | 13.13 |  | 12.96 |  | 11.32 |  | 10.72 |  | 10.72 |  | 9.89 |  | 9.28 |  | 9.28 |  | 8.99 |  | 8.3 |  | 8.3 |  | 8.3 |  | 7.58 |  | 7.58 |  | 7.58 |  | 7.02 |  | 7.02 |  | 7.02 |  | 6.56 |  | 6.56 |  | 6.56 |  | 5.87 |  | 5.87 |  | 5.87
400S162-043 |  |  | 12 | 28.6 |  | 22.7 |  | 19.83 |  | 19.83 |  | 18.02 |  | 15.74 |  | 17.32 |  | 15.74 |  | 13.75 |  | 15.74 |  | 14.3 |  | 12.49 |  | 14.61 |  | 13.27 |  | 11.6 |  | 13.72 |  | 12.49 |  | 10.91 |  | 12.7 |  | 11.87 |  | 10.37 |  | 11.88 |  | 11.35 |  | 9.91 |  | 10.63 |  | 10.54 |  | 9.2
400 | S162-043 |  | 16 | 25.98 |  | 20.62 |  | 18.02 |  | 18.02 |  | 16.37 |  | 14.3 |  | 15.74 |  | 14.3 |  | 12.49 |  | 14.3 |  | 12.99 |  | 11.35 |  | 13.01 |  | 12.06 |  | 10.54 |  | 11.88 |  | 11.35 |  | 9.91 |  | 11 |  | 10.78 |  | 9.42 |  | 10.29 |  | 10.29 |  | 9.01 |  | 9.2 |  | 9.2 |  | 8.36
|  |  | 24 | 22.7 |  | 18.02 |  | 15.74 |  | 15.74 |  | 14.3 |  | 12.49 |  | 13.72 |  | 12.49 |  | 10.91 |  | 11.88 |  | 11.35 |  | 9.91 |  | 10.63 |  | 10.54 |  | 9.2 |  | 9.7 |  | 9.7 |  | 8.66 |  | 8.98 |  | 8.98 |  | 8.23 |  | 8.4 |  | 8.4 |  | 7.87 |  | 7.51 |  | 7.51 |  | 7.31
400S162-054 |  |  | 12 | 30.65 |  | 24.33 |  | 21.25 |  | 21.25 |  | 19.31 |  | 16.87 |  | 18.56 |  | 16.87 |  | 14.73 |  | 16.87 |  | 15.32 |  | 13.39 |  | 15.66 |  | 14.23 |  | 12.43 |  | 14.73 |  | 13.39 |  | 11.69 |  | 14 |  | 12.72 |  | 11.11 |  | 13.39 |  | 12.16 |  | 10.63 |  | 12.43 |  | 11.29 |  | 9.86
400 | S162-054 | (50ksi) | 16 | 27.85 |  | 22.1 |  | 19.31 |  | 19.31 |  | 17.54 |  | 15.32 |  | 16.87 |  | 15.32 |  | 13.39 |  | 15.32 |  | 13.92 |  | 12.16 |  | 14.23 |  | 12.93 |  | 11.29 |  | 13.39 |  | 12.16 |  | 10.63 |  | 12.72 |  | 11.55 |  | 10.09 |  | 12.16 |  | 11.05 |  | 9.65 |  | 11.29 |  | 10.26 |  | 8.96
|  |  | 24 | 24.33 |  | 19.31 |  | 16.87 |  | 16.87 |  | 15.32 |  | 13.39 |  | 14.73 |  | 13.39 |  | 11.69 |  | 13.39 |  | 12.16 |  | 10.63 |  | 12.43 |  | 11.29 |  | 9.86 |  | 11.69 |  | 10.63 |  | 9.28 |  | 11.11 |  | 10.09 |  | 8.82 |  | 10.63 |  | 9.65 |  | 8.43 |  | 9.86 |  | 8.96 |  | 7.83
400S162-068 |  |  | 12 | 32.83 |  | 26.06 |  | 22.77 |  | 22.77 |  | 20.68 |  | 18.07 |  | 19.89 |  | 18.07 |  | 15.78 |  | 18.07 |  | 16.42 |  | 14.34 |  | 16.77 |  | 15.24 |  | 13.31 |  | 15.78 |  | 14.34 |  | 12.53 |  | 14.99 |  | 13.62 |  | 11.9 |  | 14.34 |  | 13.03 |  | 11.38 |  | 13.31 |  | 12.1 |  | 10.57
400 | S162-068 | (50ksi) | 16 | 29.83 |  | 23.68 |  | 20.68 |  | 20.68 |  | 18.79 |  | 16.42 |  | 18.07 |  | 16.42 |  | 14.34 |  | 16.42 |  | 14.92 |  | 13.03 |  | 15.24 |  | 13.85 |  | 12.1 |  | 14.34 |  | 13.03 |  | 11.38 |  | 13.62 |  | 12.38 |  | 10.81 |  | 13.03 |  | 11.84 |  | 10.34 |  | 12.1 |  | 10.99 |  | 9.6
|  |  | 24 | 26.06 |  | 20.68 |  | 18.07 |  | 18.07 |  | 16.42 |  | 14.34 |  | 15.78 |  | 14.34 |  | 12.53 |  | 14.34 |  | 13.03 |  | 11.38 |  | 13.31 |  | 12.1 |  | 10.57 |  | 12.53 |  | 11.38 |  | 9.94 |  | 11.9 |  | 10.81 |  | 9.45 |  | 11.38 |  | 10.34 |  | 9.03 |  | 10.57 |  | 9.6 |  | 8.39
400S162-097 |  |  | 12 | 36.47 |  | 28.94 |  | 25.28 |  | 25.28 |  | 22.97 |  | 20.07 |  | 22.09 |  | 20.07 |  | 17.53 |  | 20.07 |  | 18.23 |  | 15.93 |  | 18.63 |  | 16.93 |  | 14.79 |  | 17.53 |  | 15.93 |  | 13.91 |  | 16.65 |  | 15.13 |  | 13.22 |  | 15.93 |  | 14.47 |  | 12.64 |  | 14.79 |  | 13.43 |  | 11.74
400 | S162-097 | (50ksi) | 16 | 33.13 |  | 26.3 |  | 22.97 |  | 22.97 |  | 20.87 |  | 18.23 |  | 20.07 |  | 18.23 |  | 15.93 |  | 18.23 |  | 16.57 |  | 14.47 |  | 16.93 |  | 15.38 |  | 13.43 |  | 15.93 |  | 14.47 |  | 12.64 |  | 15.13 |  | 13.75 |  | 12.01 |  | 14.47 |  | 13.15 |  | 11.49 |  | 13.43 |  | 12.21 |  | 10.66
|  |  | 24 | 28.94 |  | 22.97 |  | 20.07 |  | 20.07 |  | 18.23 |  | 15.93 |  | 17.53 |  | 15.93 |  | 13.91 |  | 15.93 |  | 14.47 |  | 12.64 |  | 14.79 |  | 13.43 |  | 11.74 |  | 13.91 |  | 12.64 |  | 11.04 |  | 13.22 |  | 12.01 |  | 10.49 |  | 12.64 |  | 11.49 |  | 10.03 |  | 11.74 |  | 10.66 |  | 9.31
400S200-033 |  |  | 12 | 26.92 |  | 21.46 |  | 18.75 |  | 18.75 |  | 17.04 |  | 14.88 |  | 15.54 |  | 14.88 |  | 13 |  | 13.46 |  | 13.46 |  | 11.81 |  | 12.04 |  | 12.04 |  | 10.97 |  | 10.99 |  | 10.99 |  | 10.32 |  | 10.18 |  | 10.18 |  | 9.8 |  | 9.52 |  | 9.52 |  | 9.38 |  | 8.51 |  | 8.51 |  | 8.51
400 | S200-033 |  | 16 | 23.31 |  | 19.5 |  | 17.04 |  | 16.49 |  | 15.48 |  | 13.52 |  | 13.46 |  | 13.46 |  | 11.81 |  | 11.66 |  | 11.66 |  | 10.73 |  | 10.43 |  | 10.43 |  | 9.96 |  | 9.52 |  | 9.52 |  | 9.38 |  | 8.81 |  | 8.81 |  | 8.81 |  | 8.24 |  | 8.24 |  | 8.24 |  | 7.37 |  | 7.37 |  | 7.37
|  |  | 24 | 19.04 |  | 17.04 |  | 14.88 |  | 13.46 |  | 13.46 |  | 11.81 |  | 10.99 |  | 10.99 |  | 10.32 |  | 9.52 |  | 9.52 |  | 9.38 |  | 8.51 |  | 8.51 |  | 8.51 |  | 7.77 |  | 7.77 |  | 7.77 |  | 7.19 |  | 7.19 |  | 7.19 |  | 6.73 |  | 6.73 |  | 6.73 |  | 6.02 |  | 6.02 |  | 6.02
400S200-043 |  |  | 12 | 29.95 |  | 23.77 |  | 20.76 |  | 20.76 |  | 18.87 |  | 16.48 |  | 18.14 |  | 16.48 |  | 14.4 |  | 16.48 |  | 14.97 |  | 13.08 |  | 15.26 |  | 13.9 |  | 12.14 |  | 13.93 |  | 13.08 |  | 11.43 |  | 12.89 |  | 12.43 |  | 10.85 |  | 12.06 |  | 11.88 |  | 10.38 |  | 10.79 |  | 10.79 |  | 9.64
400 | S200-043 |  | 16 | 27.21 |  | 21.6 |  | 18.87 |  | 18.87 |  | 17.14 |  | 14.97 |  | 16.48 |  | 14.97 |  | 13.08 |  | 14.77 |  | 13.6 |  | 11.88 |  | 13.21 |  | 12.63 |  | 11.03 |  | 12.06 |  | 11.88 |  | 10.38 |  | 11.17 |  | 11.17 |  | 9.86 |  | 10.44 |  | 10.44 |  | 9.43 |  | 9.34 |  | 9.34 |  | 8.76
|  |  | 24 | 23.77 |  | 18.87 |  | 16.48 |  | 16.48 |  | 14.97 |  | 13.08 |  | 13.93 |  | 13.08 |  | 11.43 |  | 12.06 |  | 11.88 |  | 10.38 |  | 10.79 |  | 10.79 |  | 9.64 |  | 9.85 |  | 9.85 |  | 9.07 |  | 9.12 |  | 9.12 |  | 8.62 |  | 8.53 |  | 8.53 |  | 8.24 |  | 7.63 |  | 7.63 |  | 7.63
400S200-054 |  |  | 12 | 32.11 |  | 25.49 |  | 22.27 |  | 22.27 |  | 20.23 |  | 17.67 |  | 19.45 |  | 17.67 |  | 15.44 |  | 17.67 |  | 16.06 |  | 14.03 |  | 16.41 |  | 14.91 |  | 13.02 |  | 15.44 |  | 14.03 |  | 12.25 |  | 14.67 |  | 13.32 |  | 11.64 |  | 14.03 |  | 12.74 |  | 11.13 |  | 13.02 |  | 11.83 |  | 10.34
400 | S200-054 | (50ksi) | 16 | 29.18 |  | 23.16 |  | 20.23 |  | 20.23 |  | 18.38 |  | 16.06 |  | 17.67 |  | 16.06 |  | 14.03 |  | 16.06 |  | 14.59 |  | 12.74 |  | 14.91 |  | 13.54 |  | 11.83 |  | 14.03 |  | 12.74 |  | 11.13 |  | 13.32 |  | 12.11 |  | 10.58 |  | 12.74 |  | 11.58 |  | 10.12 |  | 11.83 |  | 10.75 |  | 9.39
|  |  | 24 | 25.49 |  | 20.23 |  | 17.67 |  | 17.67 |  | 16.06 |  | 14.03 |  | 15.44 |  | 14.03 |  | 12.25 |  | 14.03 |  | 12.74 |  | 11.13 |  | 13.02 |  | 11.83 |  | 10.34 |  | 12.25 |  | 11.13 |  | 9.73 |  | 11.64 |  | 10.58 |  | 9.24 |  | 11.13 |  | 10.12 |  | 8.84 |  | 10.22 |  | 9.39 |  | 8.2
400S200-068 |  |  | 12 | 34.54 |  | 27.42 |  | 23.95 |  | 23.95 |  | 21.76 |  | 19.01 |  | 20.92 |  | 19.01 |  | 16.61 |  | 19.01 |  | 17.27 |  | 15.09 |  | 17.65 |  | 16.03 |  | 14.01 |  | 16.61 |  | 15.09 |  | 13.18 |  | 15.77 |  | 14.33 |  | 12.52 |  | 15.09 |  | 13.71 |  | 11.97 |  | 14.01 |  | 12.73 |  | 11.12
400 | S200-068 | (50ksi) | 16 | 31.38 |  | 24.91 |  | 21.76 |  | 21.76 |  | 19.77 |  | 17.27 |  | 19.01 |  | 17.27 |  | 15.09 |  | 17.27 |  | 15.69 |  | 13.71 |  | 16.03 |  | 14.57 |  | 12.73 |  | 15.09 |  | 13.71 |  | 11.97 |  | 14.33 |  | 13.02 |  | 11.37 |  | 13.71 |  | 12.45 |  | 10.88 |  | 12.73 |  | 11.56 |  | 10.1
|  |  | 24 | 27.42 |  | 21.76 |  | 19.01 |  | 19.01 |  | 17.27 |  | 15.09 |  | 16.61 |  | 15.09 |  | 13.18 |  | 15.09 |  | 13.71 |  | 11.97 |  | 14.01 |  | 12.73 |  | 11.12 |  | 13.18 |  | 11.97 |  | 10.46 |  | 12.52 |  | 11.37 |  | 9.94 |  | 11.97 |  | 10.88 |  | 9.5 |  | 11.12 |  | 10.1 |  | 8.82
400S200-097 |  |  | 12 | 38.49 |  | 30.55 |  | 26.68 |  | 26.68 |  | 24.24 |  | 21.18 |  | 23.31 |  | 21.18 |  | 18.5 |  | 21.18 |  | 19.24 |  | 16.81 |  | 19.66 |  | 17.86 |  | 15.61 |  | 18.5 |  | 16.81 |  | 14.68 |  | 17.58 |  | 15.97 |  | 13.95 |  | 16.81 |  | 15.27 |  | 13.34 |  | 15.61 |  | 14.18 |  | 12.39
400 | S200-097 | (50ksi) | 16 | 34.97 |  | 27.75 |  | 24.24 |  | 24.24 |  | 22.03 |  | 19.24 |  | 21.18 |  | 19.24 |  | 16.81 |  | 19.24 |  | 17.48 |  | 15.27 |  | 17.86 |  | 16.23 |  | 14.18 |  | 16.81 |  | 15.27 |  | 13.34 |  | 15.97 |  | 14.51 |  | 12.67 |  | 15.27 |  | 13.88 |  | 12.12 |  | 14.18 |  | 12.88 |  | 11.25
|  |  | 24 | 30.55 |  | 24.24 |  | 21.18 |  | 21.18 |  | 19.24 |  | 16.81 |  | 18.5 |  | 16.81 |  | 14.68 |  | 16.81 |  | 15.27 |  | 13.34 |  | 15.61 |  | 14.18 |  | 12.39 |  | 14.68 |  | 13.34 |  | 11.66 |  | 13.95 |  | 12.67 |  | 11.07 |  | 13.34 |  | 12.12 |  | 10.59 |  | 12.39 |  | 11.25 |  | 9.83
400S250-043 |  |  | 12 | 31.47 |  | 24.98 |  | 21.82 |  | 21.82 |  | 19.82 |  | 17.32 |  | 19.06 |  | 17.32 |  | 15.13 |  | 17.32 |  | 15.73 |  | 13.74 |  | 15.59 |  | 14.61 |  | 12.76 |  | 14.23 |  | 13.74 |  | 12.01 |  | 13.18 |  | 13.06 |  | 11.41 |  | 12.32 |  | 12.32 |  | 10.91 |  | 11.02 |  | 11.02 |  | 10.13
400 | S250-043 |  | 16 | 28.59 |  | 22.69 |  | 19.82 |  | 19.82 |  | 18.01 |  | 15.73 |  | 17.32 |  | 15.73 |  | 13.74 |  | 15.09 |  | 14.3 |  | 12.49 |  | 13.5 |  | 13.27 |  | 11.59 |  | 12.32 |  | 12.32 |  | 10.91 |  | 11.41 |  | 11.41 |  | 10.36 |  | 10.67 |  | 10.67 |  | 9.91 |  | 9.55 |  | 9.55 |  | 9.2
|  |  | 24 | 24.65 |  | 19.82 |  | 17.32 |  | 17.32 |  | 15.73 |  | 13.74 |  | 14.23 |  | 13.74 |  | 12.01 |  | 12.32 |  | 12.32 |  | 10.91 |  | 11.02 |  | 11.02 |  | 10.13 |  | 10.06 |  | 10.06 |  | 9.53 |  | 9.32 |  | 9.32 |  | 9.05 |  | 8.71 |  | 8.71 |  | 8.66 |  | 7.79 |  | 7.79 |  | 7.79
400S250-054 |  |  | 12 | 33.71 |  | 26.76 |  | 23.37 |  | 23.37 |  | 21.24 |  | 18.55 |  | 20.42 |  | 18.55 |  | 16.21 |  | 18.55 |  | 16.86 |  | 14.72 |  | 17.22 |  | 15.65 |  | 13.67 |  | 16.21 |  | 14.72 |  | 12.86 |  | 15.39 |  | 13.99 |  | 12.22 |  | 14.72 |  | 13.38 |  | 11.69 |  | 13.67 |  | 12.42 |  | 10.85
400 | S250-054 | (50ksi) | 16 | 30.63 |  | 24.31 |  | 21.24 |  | 21.24 |  | 19.29 |  | 16.86 |  | 18.55 |  | 16.86 |  | 14.72 |  | 16.86 |  | 15.31 |  | 13.38 |  | 15.65 |  | 14.22 |  | 12.42 |  | 14.72 |  | 13.38 |  | 11.69 |  | 13.99 |  | 12.71 |  | 11.1 |  | 13.38 |  | 12.15 |  | 10.62 |  | 12.42 |  | 11.28 |  | 9.86
|  |  | 24 | 26.76 |  | 21.24 |  | 18.55 |  | 18.55 |  | 16.86 |  | 14.72 |  | 16.21 |  | 14.72 |  | 12.86 |  | 14.72 |  | 13.38 |  | 11.69 |  | 13.67 |  | 12.42 |  | 10.85 |  | 12.86 |  | 11.69 |  | 10.21 |  | 12.22 |  | 11.1 |  | 9.7 |  | 11.69 |  | 10.62 |  | 9.28 |  | 10.54 |  | 9.86 |  | 8.61
400S250-068 |  |  | 12 | 36.54 |  | 29 |  | 25.34 |  | 25.34 |  | 23.02 |  | 20.11 |  | 22.13 |  | 20.11 |  | 17.57 |  | 20.11 |  | 18.27 |  | 15.96 |  | 18.67 |  | 16.96 |  | 14.82 |  | 17.57 |  | 15.96 |  | 13.94 |  | 16.69 |  | 15.16 |  | 13.25 |  | 15.96 |  | 14.5 |  | 12.67 |  | 14.82 |  | 13.46 |  | 11.76
400 | S250-068 | (50ksi) | 16 | 33.2 |  | 26.35 |  | 23.02 |  | 23.02 |  | 20.92 |  | 18.27 |  | 20.11 |  | 18.27 |  | 15.96 |  | 18.27 |  | 16.6 |  | 14.5 |  | 16.96 |  | 15.41 |  | 13.46 |  | 15.96 |  | 14.5 |  | 12.67 |  | 15.16 |  | 13.78 |  | 12.03 |  | 14.5 |  | 13.18 |  | 11.51 |  | 13.46 |  | 12.23 |  | 10.69
|  |  | 24 | 29 |  | 23.02 |  | 20.11 |  | 20.11 |  | 18.27 |  | 15.96 |  | 17.57 |  | 15.96 |  | 13.94 |  | 15.96 |  | 14.5 |  | 12.67 |  | 14.82 |  | 13.46 |  | 11.76 |  | 13.94 |  | 12.67 |  | 11.07 |  | 13.25 |  | 12.03 |  | 10.51 |  | 12.67 |  | 11.51 |  | 10.06 |  | 11.76 |  | 10.69 |  | 9.33
400S250-097 |  |  | 12 | 40.79 |  | 32.37 |  | 28.28 |  | 28.28 |  | 25.69 |  | 22.45 |  | 24.7 |  | 22.45 |  | 19.61 |  | 22.45 |  | 20.39 |  | 17.81 |  | 20.84 |  | 18.93 |  | 16.54 |  | 19.61 |  | 17.81 |  | 15.56 |  | 18.63 |  | 16.92 |  | 14.78 |  | 17.81 |  | 16.19 |  | 14.14 |  | 16.54 |  | 15.03 |  | 13.13
400 | S250-097 | (50ksi) | 16 | 37.06 |  | 29.41 |  | 25.69 |  | 25.69 |  | 23.34 |  | 20.39 |  | 22.45 |  | 20.39 |  | 17.81 |  | 20.39 |  | 18.53 |  | 16.19 |  | 18.93 |  | 17.2 |  | 15.03 |  | 17.81 |  | 16.19 |  | 14.14 |  | 16.92 |  | 15.38 |  | 13.43 |  | 16.19 |  | 14.71 |  | 12.85 |  | 15.03 |  | 13.65 |  | 11.93
|  |  | 24 | 32.37 |  | 25.69 |  | 22.45 |  | 22.45 |  | 20.39 |  | 17.81 |  | 19.61 |  | 17.81 |  | 15.56 |  | 17.81 |  | 16.19 |  | 14.14 |  | 16.54 |  | 15.03 |  | 13.13 |  | 15.56 |  | 14.14 |  | 12.35 |  | 14.78 |  | 13.43 |  | 11.73 |  | 14.14 |  | 12.85 |  | 11.22 |  | 13.13 |  | 11.93 |  | 10.42
550S125-033 |  |  | 12 | 29.38 |  | 24.57 |  | 21.46 |  | 20.77 |  | 19.5 |  | 17.03 |  | 16.96 |  | 16.96 |  | 14.88 |  | 14.69 |  | 14.69 |  | 13.52 |  | 13.14 |  | 13.14 |  | 12.55 |  | 11.99 |  | 11.99 |  | 11.81 |  | 11.1 |  | 11.1 |  | 11.1 |  | 10.39 |  | 10.39 |  | 10.39 |  | 9.29 |  | 9.29 |  | 9.29
550 | S125-033 |  | 16 | 25.44 |  | 22.32 |  | 19.5 |  | 17.99 |  | 17.72 |  | 15.48 |  | 14.69 |  | 14.69 |  | 13.52 |  | 12.72 |  | 12.72 |  | 12.28 |  | 11.38 |  | 11.38 |  | 11.38 |  | 10.39 |  | 10.39 |  | 10.39 |  | 9.62 |  | 9.62 |  | 9.62 |  | 8.99 |  | 8.99 |  | 8.99 |  | 8.04 |  | 8.04 |  | 8.04
|  |  | 24 | 20.77 |  | 19.5 |  | 17.03 |  | 14.69 |  | 14.69 |  | 13.52 |  | 11.99 |  | 11.99 |  | 11.81 |  | 10.39 |  | 10.39 |  | 10.39 |  | 9.29 |  | 9.29 |  | 9.29 |  | 8.48 |  | 8.48 |  | 8.48 |  | 7.85 |  | 7.85 |  | 7.85 |  | 7.34 |  | 7.34 |  | 7.34 |  | 6.57 |  | 6.57 |  | 6.57
550S125-043 |  |  | 12 | 33.82 |  | 26.85 |  | 23.45 |  | 23.45 |  | 21.31 |  | 18.61 |  | 20.49 |  | 18.61 |  | 16.26 |  | 18.01 |  | 16.91 |  | 14.77 |  | 16.11 |  | 15.7 |  | 13.71 |  | 14.71 |  | 14.71 |  | 12.91 |  | 13.62 |  | 13.62 |  | 12.26 |  | 12.74 |  | 12.74 |  | 11.73 |  | 11.39 |  | 11.39 |  | 10.89
550 | S125-043 |  | 16 | 30.73 |  | 24.39 |  | 21.31 |  | 21.31 |  | 19.36 |  | 16.91 |  | 18.01 |  | 16.91 |  | 14.77 |  | 15.6 |  | 15.37 |  | 13.42 |  | 13.95 |  | 13.95 |  | 12.46 |  | 12.74 |  | 12.74 |  | 11.73 |  | 11.79 |  | 11.79 |  | 11.14 |  | 11.03 |  | 11.03 |  | 10.65 |  | 9.87 |  | 9.87 |  | 9.87
|  |  | 24 | 25.47 |  | 21.31 |  | 18.61 |  | 18.01 |  | 16.91 |  | 14.77 |  | 14.71 |  | 14.71 |  | 12.91 |  | 12.74 |  | 12.74 |  | 11.73 |  | 11.39 |  | 11.39 |  | 10.89 |  | 10.4 |  | 10.4 |  | 10.24 |  | 9.63 |  | 9.63 |  | 9.63 |  | 9.01 |  | 9.01 |  | 9.01 |  | 8.06 |  | 8.06 |  | 8.06
550S125-054 |  |  | 12 | 36.15 |  | 28.7 |  | 25.07 |  | 25.07 |  | 22.78 |  | 19.9 |  | 21.9 |  | 19.9 |  | 17.38 |  | 19.9 |  | 18.08 |  | 15.79 |  | 18.47 |  | 16.78 |  | 14.66 |  | 17.38 |  | 15.79 |  | 13.8 |  | 16.51 |  | 15 |  | 13.1 |  | 15.79 |  | 14.35 |  | 12.53 |  | 14.66 |  | 13.32 |  | 11.64
550 | S125-054 | (50ksi) | 16 | 32.85 |  | 26.07 |  | 22.78 |  | 22.78 |  | 20.69 |  | 18.08 |  | 19.9 |  | 18.08 |  | 15.79 |  | 18.08 |  | 16.42 |  | 14.35 |  | 16.78 |  | 15.25 |  | 13.32 |  | 15.79 |  | 14.35 |  | 12.53 |  | 15 |  | 13.63 |  | 11.91 |  | 14.35 |  | 13.04 |  | 11.39 |  | 13.32 |  | 12.1 |  | 10.57
|  |  | 24 | 28.7 |  | 22.78 |  | 19.9 |  | 19.9 |  | 18.08 |  | 15.79 |  | 17.38 |  | 15.79 |  | 13.8 |  | 15.79 |  | 14.35 |  | 12.53 |  | 14.66 |  | 13.32 |  | 11.64 |  | 13.8 |  | 12.53 |  | 10.95 |  | 13.1 |  | 11.91 |  | 10.4 |  | 12.33 |  | 11.39 |  | 9.95 |  | 11.02 |  | 10.57 |  | 9.24
550S125-068 |  |  | 12 | 38.76 |  | 30.77 |  | 26.88 |  | 26.88 |  | 24.42 |  | 21.33 |  | 23.48 |  | 21.33 |  | 18.64 |  | 21.33 |  | 19.38 |  | 16.93 |  | 19.8 |  | 17.99 |  | 15.72 |  | 18.64 |  | 16.93 |  | 14.79 |  | 17.7 |  | 16.08 |  | 14.05 |  | 16.93 |  | 15.38 |  | 13.44 |  | 15.72 |  | 14.28 |  | 12.48
550 | S125-068 | (50ksi) | 16 | 35.22 |  | 27.95 |  | 24.42 |  | 24.42 |  | 22.19 |  | 19.38 |  | 21.33 |  | 19.38 |  | 16.93 |  | 19.38 |  | 17.61 |  | 15.38 |  | 17.99 |  | 16.35 |  | 14.28 |  | 16.93 |  | 15.38 |  | 13.44 |  | 16.08 |  | 14.61 |  | 12.77 |  | 15.38 |  | 13.98 |  | 12.21 |  | 14.28 |  | 12.98 |  | 11.33
|  |  | 24 | 30.77 |  | 24.42 |  | 21.33 |  | 21.33 |  | 19.38 |  | 16.93 |  | 18.64 |  | 16.93 |  | 14.79 |  | 16.93 |  | 15.38 |  | 13.44 |  | 15.72 |  | 14.28 |  | 12.48 |  | 14.79 |  | 13.44 |  | 11.74 |  | 14.05 |  | 12.77 |  | 11.15 |  | 13.44 |  | 12.21 |  | 10.67 |  | 12.48 |  | 11.33 |  | 9.9
550S137-033 |  |  | 12 | 32.06 |  | 25.45 |  | 22.23 |  | 22.23 |  | 20.2 |  | 17.65 |  | 19.31 |  | 17.65 |  | 15.41 |  | 16.72 |  | 16.03 |  | 14.01 |  | 14.96 |  | 14.88 |  | 13 |  | 13.65 |  | 13.65 |  | 12.23 |  | 12.64 |  | 12.64 |  | 11.62 |  | 11.82 |  | 11.82 |  | 11.12 |  | 10.58 |  | 10.58 |  | 10.32
550 | S137-033 |  | 16 | 28.96 |  | 23.12 |  | 20.2 |  | 20.2 |  | 18.35 |  | 16.03 |  | 16.72 |  | 16.03 |  | 14.01 |  | 14.48 |  | 14.48 |  | 12.72 |  | 12.95 |  | 12.95 |  | 11.81 |  | 11.82 |  | 11.82 |  | 11.12 |  | 10.95 |  | 10.95 |  | 10.56 |  | 10.24 |  | 10.24 |  | 10.1 |  | 9.16 |  | 9.16 |  | 9.16
|  |  | 24 | 23.65 |  | 20.2 |  | 17.65 |  | 16.72 |  | 16.03 |  | 14.01 |  | 13.65 |  | 13.65 |  | 12.23 |  | 11.82 |  | 11.82 |  | 11.12 |  | 10.58 |  | 10.58 |  | 10.32 |  | 9.65 |  | 9.65 |  | 9.65 |  | 8.94 |  | 8.94 |  | 8.94 |  | 8.36 |  | 8.36 |  | 8.36 |  | 7.48 |  | 7.48 |  | 7.48
550S137-043 |  |  | 12 | 35.09 |  | 27.85 |  | 24.33 |  | 24.33 |  | 22.1 |  | 19.31 |  | 21.25 |  | 19.31 |  | 16.87 |  | 19.31 |  | 17.54 |  | 15.33 |  | 17.93 |  | 16.29 |  | 14.23 |  | 16.87 |  | 15.33 |  | 13.39 |  | 15.62 |  | 14.56 |  | 12.72 |  | 14.61 |  | 13.92 |  | 12.16 |  | 13.07 |  | 12.93 |  | 11.29
550 | S137-043 |  | 16 | 31.88 |  | 25.3 |  | 22.1 |  | 22.1 |  | 20.08 |  | 17.54 |  | 19.31 |  | 17.54 |  | 15.33 |  | 17.54 |  | 15.94 |  | 13.92 |  | 16.01 |  | 14.8 |  | 12.93 |  | 14.61 |  | 13.92 |  | 12.16 |  | 13.53 |  | 13.23 |  | 11.56 |  | 12.66 |  | 12.65 |  | 11.05 |  | 11.32 |  | 11.32 |  | 10.26
|  |  | 24 | 27.85 |  | 22.1 |  | 19.31 |  | 19.31 |  | 17.54 |  | 15.33 |  | 16.87 |  | 15.33 |  | 13.39 |  | 14.61 |  | 13.92 |  | 12.16 |  | 13.07 |  | 12.93 |  | 11.29 |  | 11.93 |  | 11.93 |  | 10.63 |  | 11.05 |  | 11.05 |  | 10.09 |  | 10.33 |  | 10.33 |  | 9.65 |  | 9.24 |  | 9.24 |  | 8.96
550S137-054 |  |  | 12 | 37.81 |  | 30.01 |  | 26.22 |  | 26.22 |  | 23.82 |  | 20.81 |  | 22.9 |  | 20.81 |  | 18.18 |  | 20.81 |  | 18.9 |  | 16.51 |  | 19.32 |  | 17.55 |  | 15.33 |  | 18.18 |  | 16.51 |  | 14.43 |  | 17.27 |  | 15.69 |  | 13.7 |  | 16.51 |  | 15 |  | 13.11 |  | 15.33 |  | 13.93 |  | 12.17
550 | S137-054 | (50ksi) | 16 | 34.35 |  | 27.27 |  | 23.82 |  | 23.82 |  | 21.64 |  | 18.9 |  | 20.81 |  | 18.9 |  | 16.51 |  | 18.9 |  | 17.18 |  | 15 |  | 17.55 |  | 15.94 |  | 13.93 |  | 16.51 |  | 15 |  | 13.11 |  | 15.69 |  | 14.25 |  | 12.45 |  | 15 |  | 13.63 |  | 11.91 |  | 13.93 |  | 12.66 |  | 11.06
|  |  | 24 | 30.01 |  | 23.82 |  | 20.81 |  | 20.81 |  | 18.9 |  | 16.51 |  | 18.18 |  | 16.51 |  | 14.43 |  | 16.51 |  | 15 |  | 13.11 |  | 15.33 |  | 13.93 |  | 12.17 |  | 14.43 |  | 13.11 |  | 11.45 |  | 13.7 |  | 12.45 |  | 10.88 |  | 13.11 |  | 11.91 |  | 10.4 |  | 12.17 |  | 11.06 |  | 9.66
550S137-068 |  |  | 12 | 40.65 |  | 32.27 |  | 28.19 |  | 28.19 |  | 25.61 |  | 22.37 |  | 24.62 |  | 22.37 |  | 19.54 |  | 22.37 |  | 20.33 |  | 17.76 |  | 20.77 |  | 18.87 |  | 16.48 |  | 19.54 |  | 17.76 |  | 15.51 |  | 18.57 |  | 16.87 |  | 14.74 |  | 17.76 |  | 16.13 |  | 14.09 |  | 16.48 |  | 14.98 |  | 13.08
550 | S137-068 | (50ksi) | 16 | 36.94 |  | 29.32 |  | 25.61 |  | 25.61 |  | 23.27 |  | 20.33 |  | 22.37 |  | 20.33 |  | 17.76 |  | 20.33 |  | 18.47 |  | 16.13 |  | 18.87 |  | 17.14 |  | 14.98 |  | 17.76 |  | 16.13 |  | 14.09 |  | 16.87 |  | 15.33 |  | 13.39 |  | 16.13 |  | 14.66 |  | 12.81 |  | 14.98 |  | 13.61 |  | 11.89
|  |  | 24 | 32.27 |  | 25.61 |  | 22.37 |  | 22.37 |  | 20.33 |  | 17.76 |  | 19.54 |  | 17.76 |  | 15.51 |  | 17.76 |  | 16.13 |  | 14.09 |  | 16.48 |  | 14.98 |  | 13.08 |  | 15.51 |  | 14.09 |  | 12.31 |  | 14.74 |  | 13.39 |  | 11.7 |  | 14.09 |  | 12.81 |  | 11.19 |  | 13.08 |  | 11.89 |  | 10.38
550S162-033 |  |  | 12 | 33.11 |  | 26.28 |  | 22.96 |  | 22.96 |  | 20.86 |  | 18.22 |  | 19.72 |  | 18.22 |  | 15.92 |  | 17.08 |  | 16.56 |  | 14.46 |  | 15.28 |  | 15.28 |  | 13.43 |  | 13.94 |  | 13.94 |  | 12.63 |  | 12.91 |  | 12.91 |  | 12 |  | 12.08 |  | 12.08 |  | 11.48 |  | 10.8 |  | 10.8 |  | 10.66
550 | S162-033 |  | 16 | 29.58 |  | 23.88 |  | 20.86 |  | 20.86 |  | 18.95 |  | 16.56 |  | 17.08 |  | 16.56 |  | 14.46 |  | 14.79 |  | 14.79 |  | 13.14 |  | 13.23 |  | 13.23 |  | 12.2 |  | 12.08 |  | 12.08 |  | 11.48 |  | 11.18 |  | 11.18 |  | 10.9 |  | 10.46 |  | 10.46 |  | 10.43 |  | 9.35 |  | 9.35 |  | 9.35
|  |  | 24 | 24.15 |  | 20.86 |  | 18.22 |  | 17.08 |  | 16.56 |  | 14.46 |  | 13.94 |  | 13.94 |  | 12.63 |  | 12.08 |  | 12.08 |  | 11.48 |  | 10.8 |  | 10.8 |  | 10.66 |  | 9.86 |  | 9.86 |  | 9.86 |  | 9.13 |  | 9.13 |  | 9.13 |  | 8.54 |  | 8.54 |  | 8.54 |  | 7.64 |  | 7.64 |  | 7.64
550S162-043 |  |  | 12 | 36.69 |  | 29.12 |  | 25.44 |  | 25.44 |  | 23.11 |  | 20.19 |  | 22.22 |  | 20.19 |  | 17.64 |  | 20.19 |  | 18.34 |  | 16.03 |  | 18.74 |  | 17.03 |  | 14.88 |  | 17.64 |  | 16.03 |  | 14 |  | 16.74 |  | 15.22 |  | 13.3 |  | 15.66 |  | 14.56 |  | 12.72 |  | 14.01 |  | 13.52 |  | 11.81
550 | S162-043 |  | 16 | 33.33 |  | 26.46 |  | 23.11 |  | 23.11 |  | 21 |  | 18.34 |  | 20.19 |  | 18.34 |  | 16.03 |  | 18.34 |  | 16.67 |  | 14.56 |  | 17.03 |  | 15.47 |  | 13.52 |  | 15.66 |  | 14.56 |  | 12.72 |  | 14.5 |  | 13.83 |  | 12.08 |  | 13.56 |  | 13.23 |  | 11.56 |  | 12.13 |  | 12.13 |  | 10.73
|  |  | 24 | 29.12 |  | 23.11 |  | 20.19 |  | 20.19 |  | 18.34 |  | 16.03 |  | 17.64 |  | 16.03 |  | 14 |  | 15.66 |  | 14.56 |  | 12.72 |  | 14.01 |  | 13.52 |  | 11.81 |  | 12.79 |  | 12.72 |  | 11.11 |  | 11.84 |  | 11.84 |  | 10.55 |  | 11.07 |  | 11.07 |  | 10.1 |  | 9.9 |  | 9.9 |  | 9.37
550S162-054 |  |  | 12 | 39.36 |  | 31.24 |  | 27.29 |  | 27.29 |  | 24.79 |  | 21.66 |  | 23.84 |  | 21.66 |  | 18.92 |  | 21.66 |  | 19.68 |  | 17.19 |  | 20.11 |  | 18.27 |  | 15.96 |  | 18.92 |  | 17.19 |  | 15.02 |  | 17.97 |  | 16.33 |  | 14.27 |  | 17.19 |  | 15.62 |  | 13.64 |  | 15.96 |  | 14.5 |  | 12.67
550 | S162-054 | (50ksi) | 16 | 35.76 |  | 28.38 |  | 24.79 |  | 24.79 |  | 22.53 |  | 19.68 |  | 21.66 |  | 19.68 |  | 17.19 |  | 19.68 |  | 17.88 |  | 15.62 |  | 18.27 |  | 16.6 |  | 14.5 |  | 17.19 |  | 15.62 |  | 13.64 |  | 16.33 |  | 14.84 |  | 12.96 |  | 15.62 |  | 14.19 |  | 12.4 |  | 14.5 |  | 13.17 |  | 11.51
|  |  | 24 | 31.24 |  | 24.79 |  | 21.66 |  | 21.66 |  | 19.68 |  | 17.19 |  | 18.92 |  | 17.19 |  | 15.02 |  | 17.19 |  | 15.62 |  | 13.64 |  | 15.96 |  | 14.5 |  | 12.67 |  | 15.02 |  | 13.64 |  | 11.92 |  | 14.27 |  | 12.96 |  | 11.32 |  | 13.64 |  | 12.4 |  | 10.83 |  | 12.67 |  | 11.51 |  | 10.05
550S162-068 |  |  | 12 | 42.22 |  | 33.51 |  | 29.27 |  | 29.27 |  | 26.59 |  | 23.23 |  | 25.57 |  | 23.23 |  | 20.3 |  | 23.23 |  | 21.11 |  | 18.44 |  | 21.57 |  | 19.6 |  | 17.12 |  | 20.3 |  | 18.44 |  | 16.11 |  | 19.28 |  | 17.52 |  | 15.3 |  | 18.44 |  | 16.75 |  | 14.64 |  | 17.12 |  | 15.55 |  | 13.59
550 | S162-068 | (50ksi) | 16 | 38.36 |  | 30.44 |  | 26.59 |  | 26.59 |  | 24.16 |  | 21.11 |  | 23.23 |  | 21.11 |  | 18.44 |  | 21.11 |  | 19.18 |  | 16.75 |  | 19.6 |  | 17.8 |  | 15.55 |  | 18.44 |  | 16.75 |  | 14.64 |  | 17.52 |  | 15.91 |  | 13.9 |  | 16.75 |  | 15.22 |  | 13.3 |  | 15.55 |  | 14.13 |  | 12.34
|  |  | 24 | 33.51 |  | 26.59 |  | 23.23 |  | 23.23 |  | 21.11 |  | 18.44 |  | 20.3 |  | 18.44 |  | 16.11 |  | 18.44 |  | 16.75 |  | 14.64 |  | 17.12 |  | 15.55 |  | 13.59 |  | 16.11 |  | 14.64 |  | 12.79 |  | 15.3 |  | 13.9 |  | 12.15 |  | 14.64 |  | 13.3 |  | 11.62 |  | 13.59 |  | 12.34 |  | 10.78
550S162-097 |  |  | 12 | 47.03 |  | 37.33 |  | 32.61 |  | 32.61 |  | 29.63 |  | 25.88 |  | 28.49 |  | 25.88 |  | 22.61 |  | 25.88 |  | 23.52 |  | 20.54 |  | 24.03 |  | 21.83 |  | 19.07 |  | 22.61 |  | 20.54 |  | 17.95 |  | 21.48 |  | 19.52 |  | 17.05 |  | 20.54 |  | 18.67 |  | 16.31 |  | 19.07 |  | 17.33 |  | 15.14
550 | S162-097 | (50ksi) | 16 | 42.73 |  | 33.92 |  | 29.63 |  | 29.63 |  | 26.92 |  | 23.52 |  | 25.88 |  | 23.52 |  | 20.54 |  | 23.52 |  | 21.37 |  | 18.67 |  | 21.83 |  | 19.84 |  | 17.33 |  | 20.54 |  | 18.67 |  | 16.31 |  | 19.52 |  | 17.73 |  | 15.49 |  | 18.67 |  | 16.96 |  | 14.81 |  | 17.33 |  | 15.74 |  | 13.75
|  |  | 24 | 37.33 |  | 29.63 |  | 25.88 |  | 25.88 |  | 23.52 |  | 20.54 |  | 22.61 |  | 20.54 |  | 17.95 |  | 20.54 |  | 18.67 |  | 16.31 |  | 19.07 |  | 17.33 |  | 15.14 |  | 17.95 |  | 16.31 |  | 14.24 |  | 17.05 |  | 15.49 |  | 13.53 |  | 16.31 |  | 14.81 |  | 12.94 |  | 15.14 |  | 13.75 |  | 12.01
550S162-118 |  |  | 12 | 49.87 |  | 39.58 |  | 34.58 |  | 34.58 |  | 31.42 |  | 27.44 |  | 30.21 |  | 27.44 |  | 23.98 |  | 27.44 |  | 24.94 |  | 21.78 |  | 25.48 |  | 23.15 |  | 20.22 |  | 23.98 |  | 21.78 |  | 19.03 |  | 22.77 |  | 20.69 |  | 18.08 |  | 21.78 |  | 19.79 |  | 17.29 |  | 20.22 |  | 18.37 |  | 16.05
550 | S162-118 | (50ksi) | 16 | 45.31 |  | 35.96 |  | 31.42 |  | 31.42 |  | 28.54 |  | 24.94 |  | 27.44 |  | 24.94 |  | 21.78 |  | 24.94 |  | 22.66 |  | 19.79 |  | 23.15 |  | 21.03 |  | 18.37 |  | 21.78 |  | 19.79 |  | 17.29 |  | 20.69 |  | 18.8 |  | 16.42 |  | 19.79 |  | 17.98 |  | 15.71 |  | 18.37 |  | 16.69 |  | 14.58
|  |  | 24 | 39.58 |  | 31.42 |  | 27.44 |  | 27.44 |  | 24.94 |  | 21.78 |  | 23.98 |  | 21.78 |  | 19.03 |  | 21.78 |  | 19.79 |  | 17.29 |  | 20.22 |  | 18.37 |  | 16.05 |  | 19.03 |  | 17.29 |  | 15.1 |  | 18.08 |  | 16.42 |  | 14.35 |  | 17.29 |  | 15.71 |  | 13.72 |  | 16.05 |  | 14.58 |  | 12.74
550S200-033 |  |  | 12 | 34.3 |  | 27.22 |  | 23.78 |  | 23.78 |  | 21.61 |  | 18.87 |  | 19.89 |  | 18.87 |  | 16.49 |  | 17.23 |  | 17.15 |  | 14.98 |  | 15.41 |  | 15.41 |  | 13.91 |  | 14.06 |  | 14.06 |  | 13.09 |  | 13.02 |  | 13.02 |  | 12.43 |  | 12.18 |  | 12.18 |  | 11.89 |  | 10.89 |  | 10.89 |  | 10.89
550 | S200-033 |  | 16 | 29.84 |  | 24.73 |  | 21.61 |  | 21.1 |  | 19.63 |  | 17.15 |  | 17.23 |  | 17.15 |  | 14.98 |  | 14.92 |  | 14.92 |  | 13.61 |  | 13.34 |  | 13.34 |  | 12.63 |  | 12.18 |  | 12.18 |  | 11.89 |  | 11.28 |  | 11.28 |  | 11.28 |  | 10.55 |  | 10.55 |  | 10.55 |  | 9.43 |  | 9.43 |  | 9.43
|  |  | 24 | 24.36 |  | 21.61 |  | 18.87 |  | 17.23 |  | 17.15 |  | 14.98 |  | 14.06 |  | 14.06 |  | 13.09 |  | 12.18 |  | 12.18 |  | 11.89 |  | 10.89 |  | 10.89 |  | 10.89 |  | 9.95 |  | 9.95 |  | 9.95 |  | 9.21 |  | 9.21 |  | 9.21 |  | 8.61 |  | 8.61 |  | 8.61 |  | 7.7 |  | 7.7 |  | 7.7
550S200-043 |  |  | 12 | 38.25 |  | 30.36 |  | 26.52 |  | 26.52 |  | 24.1 |  | 21.05 |  | 23.17 |  | 21.05 |  | 18.39 |  | 21.05 |  | 19.13 |  | 16.71 |  | 19.21 |  | 17.76 |  | 15.51 |  | 17.54 |  | 16.71 |  | 14.6 |  | 16.24 |  | 15.87 |  | 13.87 |  | 15.19 |  | 15.18 |  | 13.26 |  | 13.58 |  | 13.58 |  | 12.31
550 | S200-043 |  | 16 | 34.76 |  | 27.59 |  | 24.1 |  | 24.1 |  | 21.9 |  | 19.13 |  | 21.05 |  | 19.13 |  | 16.71 |  | 18.6 |  | 17.38 |  | 15.18 |  | 16.64 |  | 16.13 |  | 14.09 |  | 15.19 |  | 15.18 |  | 13.26 |  | 14.06 |  | 14.06 |  | 12.6 |  | 13.15 |  | 13.15 |  | 12.05 |  | 11.76 |  | 11.76 |  | 11.19
|  |  | 24 | 30.36 |  | 24.1 |  | 21.05 |  | 21.05 |  | 19.13 |  | 16.71 |  | 17.54 |  | 16.71 |  | 14.6 |  | 15.19 |  | 15.18 |  | 13.26 |  | 13.58 |  | 13.58 |  | 12.31 |  | 12.4 |  | 12.4 |  | 11.59 |  | 11.48 |  | 11.48 |  | 11.01 |  | 10.74 |  | 10.74 |  | 10.53 |  | 9.6 |  | 9.6 |  | 9.6
550S200-054 |  |  | 12 | 41.06 |  | 32.59 |  | 28.47 |  | 28.47 |  | 25.86 |  | 22.59 |  | 24.87 |  | 22.59 |  | 19.74 |  | 22.59 |  | 20.53 |  | 17.93 |  | 20.97 |  | 19.06 |  | 16.65 |  | 19.74 |  | 17.93 |  | 15.67 |  | 18.75 |  | 17.03 |  | 14.88 |  | 17.93 |  | 16.29 |  | 14.23 |  | 16.65 |  | 15.13 |  | 13.21
550 | S200-054 | (50ksi) | 16 | 37.3 |  | 29.61 |  | 25.86 |  | 25.86 |  | 23.5 |  | 20.53 |  | 22.59 |  | 20.53 |  | 17.93 |  | 20.53 |  | 18.65 |  | 16.29 |  | 19.06 |  | 17.31 |  | 15.13 |  | 17.93 |  | 16.29 |  | 14.23 |  | 17.03 |  | 15.48 |  | 13.52 |  | 16.29 |  | 14.8 |  | 12.93 |  | 15.13 |  | 13.74 |  | 12
|  |  | 24 | 32.59 |  | 25.86 |  | 22.59 |  | 22.59 |  | 20.53 |  | 17.93 |  | 19.74 |  | 17.93 |  | 15.67 |  | 17.93 |  | 16.29 |  | 14.23 |  | 16.65 |  | 15.13 |  | 13.21 |  | 15.67 |  | 14.23 |  | 12.43 |  | 14.88 |  | 13.52 |  | 11.81 |  | 14.23 |  | 12.93 |  | 11.3 |  | 12.91 |  | 12 |  | 10.49
550S200-068 |  |  | 12 | 44.22 |  | 35.1 |  | 30.66 |  | 30.66 |  | 27.86 |  | 24.34 |  | 26.79 |  | 24.34 |  | 21.26 |  | 24.34 |  | 22.11 |  | 19.32 |  | 22.59 |  | 20.53 |  | 17.93 |  | 21.26 |  | 19.32 |  | 16.87 |  | 20.2 |  | 18.35 |  | 16.03 |  | 19.32 |  | 17.55 |  | 15.33 |  | 17.93 |  | 16.29 |  | 14.23
550 | S200-068 | (50ksi) | 16 | 40.18 |  | 31.89 |  | 27.86 |  | 27.86 |  | 25.31 |  | 22.11 |  | 24.34 |  | 22.11 |  | 19.32 |  | 22.11 |  | 20.09 |  | 17.55 |  | 20.53 |  | 18.65 |  | 16.29 |  | 19.32 |  | 17.55 |  | 15.33 |  | 18.35 |  | 16.67 |  | 14.56 |  | 17.55 |  | 15.95 |  | 13.93 |  | 16.29 |  | 14.8 |  | 12.93
|  |  | 24 | 35.1 |  | 27.86 |  | 24.34 |  | 24.34 |  | 22.11 |  | 19.32 |  | 21.26 |  | 19.32 |  | 16.87 |  | 19.32 |  | 17.55 |  | 15.33 |  | 17.93 |  | 16.29 |  | 14.23 |  | 16.87 |  | 15.33 |  | 13.39 |  | 16.03 |  | 14.56 |  | 12.72 |  | 15.33 |  | 13.93 |  | 12.17 |  | 14.23 |  | 12.93 |  | 11.3
550S200-097 |  |  | 12 | 49.43 |  | 39.23 |  | 34.27 |  | 34.27 |  | 31.14 |  | 27.2 |  | 29.94 |  | 27.2 |  | 23.76 |  | 27.2 |  | 24.72 |  | 21.59 |  | 25.25 |  | 22.94 |  | 20.04 |  | 23.76 |  | 21.59 |  | 18.86 |  | 22.57 |  | 20.51 |  | 17.92 |  | 21.59 |  | 19.62 |  | 17.14 |  | 20.04 |  | 18.21 |  | 15.91
550 | S200-097 | (50ksi) | 16 | 44.91 |  | 35.65 |  | 31.14 |  | 31.14 |  | 28.29 |  | 24.72 |  | 27.2 |  | 24.72 |  | 21.59 |  | 24.72 |  | 22.46 |  | 19.62 |  | 22.94 |  | 20.85 |  | 18.21 |  | 21.59 |  | 19.62 |  | 17.14 |  | 20.51 |  | 18.63 |  | 16.28 |  | 19.62 |  | 17.82 |  | 15.57 |  | 18.21 |  | 16.55 |  | 14.45
|  |  | 24 | 39.23 |  | 31.14 |  | 27.2 |  | 27.2 |  | 24.72 |  | 21.59 |  | 23.76 |  | 21.59 |  | 18.86 |  | 21.59 |  | 19.62 |  | 17.14 |  | 20.04 |  | 18.21 |  | 15.91 |  | 18.86 |  | 17.14 |  | 14.97 |  | 17.92 |  | 16.28 |  | 14.22 |  | 17.14 |  | 15.57 |  | 13.6 |  | 15.91 |  | 14.45 |  | 12.63
550S200-118 |  |  | 12 | 52.54 |  | 41.7 |  | 36.43 |  | 36.43 |  | 33.1 |  | 28.91 |  | 31.82 |  | 28.91 |  | 25.26 |  | 28.91 |  | 26.27 |  | 22.95 |  | 26.84 |  | 24.38 |  | 21.3 |  | 25.26 |  | 22.95 |  | 20.05 |  | 23.99 |  | 21.8 |  | 19.04 |  | 22.95 |  | 20.85 |  | 18.21 |  | 21.3 |  | 19.35 |  | 16.91
550 | S200-118 | (50ksi) | 16 | 47.73 |  | 37.88 |  | 33.1 |  | 33.1 |  | 30.07 |  | 26.27 |  | 28.91 |  | 26.27 |  | 22.95 |  | 26.27 |  | 23.87 |  | 20.85 |  | 24.38 |  | 22.16 |  | 19.35 |  | 22.95 |  | 20.85 |  | 18.21 |  | 21.8 |  | 19.8 |  | 17.3 |  | 20.85 |  | 18.94 |  | 16.55 |  | 19.35 |  | 17.58 |  | 15.36
|  |  | 24 | 41.7 |  | 33.1 |  | 28.91 |  | 28.91 |  | 26.27 |  | 22.95 |  | 25.26 |  | 22.95 |  | 20.05 |  | 22.95 |  | 20.85 |  | 18.21 |  | 21.3 |  | 19.35 |  | 16.91 |  | 20.05 |  | 18.21 |  | 15.91 |  | 19.04 |  | 17.3 |  | 15.11 |  | 18.21 |  | 16.55 |  | 14.46 |  | 16.91 |  | 15.36 |  | 13.42
550S250-043 |  |  | 12 | 39.95 |  | 31.71 |  | 27.7 |  | 27.7 |  | 25.16 |  | 21.98 |  | 24.2 |  | 21.98 |  | 19.2 |  | 21.97 |  | 19.97 |  | 17.45 |  | 19.65 |  | 18.54 |  | 16.2 |  | 17.94 |  | 17.45 |  | 15.24 |  | 16.61 |  | 16.57 |  | 14.48 |  | 15.53 |  | 15.53 |  | 13.85 |  | 13.89 |  | 13.89 |  | 12.86
550 | S250-043 |  | 16 | 36.29 |  | 28.81 |  | 25.16 |  | 25.16 |  | 22.86 |  | 19.97 |  | 21.97 |  | 19.97 |  | 17.45 |  | 19.02 |  | 18.15 |  | 15.85 |  | 17.02 |  | 16.85 |  | 14.72 |  | 15.53 |  | 15.53 |  | 13.85 |  | 14.38 |  | 14.38 |  | 13.16 |  | 13.45 |  | 13.45 |  | 12.58 |  | 12.03 |  | 12.03 |  | 11.68
|  |  | 24 | 31.07 |  | 25.16 |  | 21.98 |  | 21.97 |  | 19.97 |  | 17.45 |  | 17.94 |  | 17.45 |  | 15.24 |  | 15.53 |  | 15.53 |  | 13.85 |  | 13.89 |  | 13.89 |  | 12.86 |  | 12.68 |  | 12.68 |  | 12.1 |  | 11.74 |  | 11.74 |  | 11.49 |  | 10.98 |  | 10.98 |  | 10.98 |  | 9.82 |  | 9.82 |  | 9.82
550S250-054 |  |  | 12 | 42.78 |  | 33.96 |  | 29.66 |  | 29.66 |  | 26.95 |  | 23.54 |  | 25.91 |  | 23.54 |  | 20.57 |  | 23.54 |  | 21.39 |  | 18.69 |  | 21.86 |  | 19.86 |  | 17.35 |  | 20.57 |  | 18.69 |  | 16.32 |  | 19.54 |  | 17.75 |  | 15.51 |  | 18.69 |  | 16.98 |  | 14.83 |  | 17.35 |  | 15.76 |  | 13.77
550 | S250-054 | (50ksi) | 16 | 38.87 |  | 30.85 |  | 26.95 |  | 26.95 |  | 24.49 |  | 21.39 |  | 23.54 |  | 21.39 |  | 18.69 |  | 21.39 |  | 19.44 |  | 16.98 |  | 19.86 |  | 18.04 |  | 15.76 |  | 18.69 |  | 16.98 |  | 14.83 |  | 17.75 |  | 16.13 |  | 14.09 |  | 16.98 |  | 15.43 |  | 13.48 |  | 15.76 |  | 14.32 |  | 12.51
|  |  | 24 | 33.96 |  | 26.95 |  | 23.54 |  | 23.54 |  | 21.39 |  | 18.69 |  | 20.57 |  | 18.69 |  | 16.32 |  | 18.69 |  | 16.98 |  | 14.83 |  | 17.35 |  | 15.76 |  | 13.77 |  | 16.32 |  | 14.83 |  | 12.96 |  | 15.51 |  | 14.09 |  | 12.31 |  | 14.83 |  | 13.48 |  | 11.77 |  | 13.31 |  | 12.51 |  | 10.93
550S250-068 |  |  | 12 | 46.57 |  | 36.96 |  | 32.29 |  | 32.29 |  | 29.34 |  | 25.63 |  | 28.21 |  | 25.63 |  | 22.39 |  | 25.63 |  | 23.29 |  | 20.34 |  | 23.79 |  | 21.62 |  | 18.88 |  | 22.39 |  | 20.34 |  | 17.77 |  | 21.27 |  | 19.32 |  | 16.88 |  | 20.34 |  | 18.48 |  | 16.15 |  | 18.88 |  | 17.16 |  | 14.99
550 | S250-068 | (50ksi) | 16 | 42.31 |  | 33.58 |  | 29.34 |  | 29.34 |  | 26.66 |  | 23.29 |  | 25.63 |  | 23.29 |  | 20.34 |  | 23.29 |  | 21.16 |  | 18.48 |  | 21.62 |  | 19.64 |  | 17.16 |  | 20.34 |  | 18.48 |  | 16.15 |  | 19.32 |  | 17.56 |  | 15.34 |  | 18.48 |  | 16.79 |  | 14.67 |  | 17.16 |  | 15.59 |  | 13.62
|  |  | 24 | 36.96 |  | 29.34 |  | 25.63 |  | 25.63 |  | 23.29 |  | 20.34 |  | 22.39 |  | 20.34 |  | 17.77 |  | 20.34 |  | 18.48 |  | 16.15 |  | 18.88 |  | 17.16 |  | 14.99 |  | 17.77 |  | 16.15 |  | 14.1 |  | 16.88 |  | 15.34 |  | 13.4 |  | 16.15 |  | 14.67 |  | 12.81 |  | 14.99 |  | 13.62 |  | 11.9
550S250-097 |  |  | 12 | 52.17 |  | 41.41 |  | 36.17 |  | 36.17 |  | 32.87 |  | 28.71 |  | 31.6 |  | 28.71 |  | 25.08 |  | 28.71 |  | 26.09 |  | 22.79 |  | 26.65 |  | 24.22 |  | 21.15 |  | 25.08 |  | 22.79 |  | 19.91 |  | 23.83 |  | 21.65 |  | 18.91 |  | 22.79 |  | 20.7 |  | 18.09 |  | 21.15 |  | 19.22 |  | 16.79
550 | S250-097 | (50ksi) | 16 | 47.4 |  | 37.62 |  | 32.87 |  | 32.87 |  | 29.86 |  | 26.09 |  | 28.71 |  | 26.09 |  | 22.79 |  | 26.09 |  | 23.7 |  | 20.7 |  | 24.22 |  | 22 |  | 19.22 |  | 22.79 |  | 20.7 |  | 18.09 |  | 21.65 |  | 19.67 |  | 17.18 |  | 20.7 |  | 18.81 |  | 16.43 |  | 19.22 |  | 17.46 |  | 15.25
|  |  | 24 | 41.41 |  | 32.87 |  | 28.71 |  | 28.71 |  | 26.09 |  | 22.79 |  | 25.08 |  | 22.79 |  | 19.91 |  | 22.79 |  | 20.7 |  | 18.09 |  | 21.15 |  | 19.22 |  | 16.79 |  | 19.91 |  | 18.09 |  | 15.8 |  | 18.91 |  | 17.18 |  | 15.01 |  | 18.09 |  | 16.43 |  | 14.36 |  | 16.79 |  | 15.25 |  | 13.33
550S250-118 |  |  | 12 | 55.24 |  | 43.84 |  | 38.3 |  | 38.3 |  | 34.8 |  | 30.4 |  | 33.46 |  | 30.4 |  | 26.56 |  | 30.4 |  | 27.62 |  | 24.13 |  | 28.22 |  | 25.64 |  | 22.4 |  | 26.56 |  | 24.13 |  | 21.08 |  | 25.23 |  | 22.92 |  | 20.02 |  | 24.13 |  | 21.92 |  | 19.15 |  | 22.4 |  | 20.35 |  | 17.78
550 | S250-118 | (50ksi) | 16 | 50.19 |  | 39.83 |  | 34.8 |  | 34.8 |  | 31.62 |  | 27.62 |  | 30.4 |  | 27.62 |  | 24.13 |  | 27.62 |  | 25.09 |  | 21.92 |  | 25.64 |  | 23.29 |  | 20.35 |  | 24.13 |  | 21.92 |  | 19.15 |  | 22.92 |  | 20.82 |  | 18.19 |  | 21.92 |  | 19.92 |  | 17.4 |  | 20.35 |  | 18.49 |  | 16.15
|  |  | 24 | 43.84 |  | 34.8 |  | 30.4 |  | 30.4 |  | 27.62 |  | 24.13 |  | 26.56 |  | 24.13 |  | 21.08 |  | 24.13 |  | 21.92 |  | 19.15 |  | 22.4 |  | 20.35 |  | 17.78 |  | 21.08 |  | 19.15 |  | 16.73 |  | 20.02 |  | 18.19 |  | 15.89 |  | 19.15 |  | 17.4 |  | 15.2 |  | 17.78 |  | 16.15 |  | 14.11
550S300-054 |  |  | 12 | 43.88 |  | 34.83 |  | 30.42 |  | 30.42 |  | 27.64 |  | 24.15 |  | 26.58 |  | 24.15 |  | 21.09 |  | 24.15 |  | 21.94 |  | 19.17 |  | 22.42 |  | 20.37 |  | 17.79 |  | 21.09 |  | 19.17 |  | 16.74 |  | 20.04 |  | 18.21 |  | 15.9 |  | 19.17 |  | 17.41 |  | 15.21 |  | 17.79 |  | 16.16 |  | 14.12
550 | S300-054 | (50ksi) | 16 | 39.87 |  | 31.64 |  | 27.64 |  | 27.64 |  | 25.11 |  | 21.94 |  | 24.15 |  | 21.94 |  | 19.17 |  | 21.94 |  | 19.93 |  | 17.41 |  | 20.37 |  | 18.5 |  | 16.16 |  | 19.17 |  | 17.41 |  | 15.21 |  | 18.21 |  | 16.54 |  | 14.45 |  | 17.41 |  | 15.82 |  | 13.82 |  | 16.16 |  | 14.69 |  | 12.83
|  |  | 24 | 34.83 |  | 27.64 |  | 24.15 |  | 24.15 |  | 21.94 |  | 19.17 |  | 21.09 |  | 19.17 |  | 16.74 |  | 19.17 |  | 17.41 |  | 15.21 |  | 17.79 |  | 16.16 |  | 14.12 |  | 16.74 |  | 15.21 |  | 13.29 |  | 15.9 |  | 14.45 |  | 12.62 |  | 15.21 |  | 13.82 |  | 12.07 |  | 13.63 |  | 12.83 |  | 11.21
550S300-068 |  |  | 12 | 48.41 |  | 38.42 |  | 33.57 |  | 33.57 |  | 30.5 |  | 26.64 |  | 29.32 |  | 26.64 |  | 23.27 |  | 26.64 |  | 24.21 |  | 21.15 |  | 24.73 |  | 22.47 |  | 19.63 |  | 23.27 |  | 21.15 |  | 18.47 |  | 22.11 |  | 20.09 |  | 17.55 |  | 21.15 |  | 19.21 |  | 16.78 |  | 19.63 |  | 17.83 |  | 15.58
550 | S300-068 | (50ksi) | 16 | 43.98 |  | 34.91 |  | 30.5 |  | 30.5 |  | 27.71 |  | 24.21 |  | 26.64 |  | 24.21 |  | 21.15 |  | 24.21 |  | 21.99 |  | 19.21 |  | 22.47 |  | 20.42 |  | 17.83 |  | 21.15 |  | 19.21 |  | 16.78 |  | 20.09 |  | 18.25 |  | 15.94 |  | 19.21 |  | 17.46 |  | 15.25 |  | 17.83 |  | 16.2 |  | 14.16
|  |  | 24 | 38.42 |  | 30.5 |  | 26.64 |  | 26.64 |  | 24.21 |  | 21.15 |  | 23.27 |  | 21.15 |  | 18.47 |  | 21.15 |  | 19.21 |  | 16.78 |  | 19.63 |  | 17.83 |  | 15.58 |  | 18.47 |  | 16.78 |  | 14.66 |  | 17.55 |  | 15.94 |  | 13.93 |  | 16.78 |  | 15.25 |  | 13.32 |  | 15.58 |  | 14.16 |  | 12.37
550S300-097 |  |  | 12 | 54.45 |  | 43.22 |  | 37.75 |  | 37.75 |  | 34.3 |  | 29.96 |  | 32.98 |  | 29.96 |  | 26.18 |  | 29.96 |  | 27.22 |  | 23.78 |  | 27.82 |  | 25.27 |  | 22.08 |  | 26.18 |  | 23.78 |  | 20.78 |  | 24.87 |  | 22.59 |  | 19.74 |  | 23.78 |  | 21.61 |  | 18.88 |  | 22.08 |  | 20.06 |  | 17.52
550 | S300-097 | (50ksi) | 16 | 49.47 |  | 39.26 |  | 34.3 |  | 34.3 |  | 31.16 |  | 27.22 |  | 29.96 |  | 27.22 |  | 23.78 |  | 27.22 |  | 24.74 |  | 21.61 |  | 25.27 |  | 22.96 |  | 20.06 |  | 23.78 |  | 21.61 |  | 18.88 |  | 22.59 |  | 20.53 |  | 17.93 |  | 21.61 |  | 19.63 |  | 17.15 |  | 20.06 |  | 18.22 |  | 15.92
|  |  | 24 | 43.22 |  | 34.3 |  | 29.96 |  | 29.96 |  | 27.22 |  | 23.78 |  | 26.18 |  | 23.78 |  | 20.78 |  | 23.78 |  | 21.61 |  | 18.88 |  | 22.08 |  | 20.06 |  | 17.52 |  | 20.78 |  | 18.88 |  | 16.49 |  | 19.74 |  | 17.93 |  | 15.66 |  | 18.88 |  | 17.15 |  | 14.98 |  | 17.52 |  | 15.92 |  | 13.91
550S300-118 |  |  | 12 | 57.7 |  | 45.79 |  | 40 |  | 40 |  | 36.35 |  | 31.75 |  | 34.95 |  | 31.75 |  | 27.74 |  | 31.75 |  | 28.85 |  | 25.2 |  | 29.48 |  | 26.78 |  | 23.39 |  | 27.74 |  | 25.2 |  | 22.02 |  | 26.35 |  | 23.94 |  | 20.91 |  | 25.2 |  | 22.9 |  | 20 |  | 23.39 |  | 21.26 |  | 18.57
550 | S300-118 | (50ksi) | 16 | 52.42 |  | 41.61 |  | 36.35 |  | 36.35 |  | 33.02 |  | 28.85 |  | 31.75 |  | 28.85 |  | 25.2 |  | 28.85 |  | 26.21 |  | 22.9 |  | 26.78 |  | 24.33 |  | 21.26 |  | 25.2 |  | 22.9 |  | 20 |  | 23.94 |  | 21.75 |  | 19 |  | 22.9 |  | 20.8 |  | 18.17 |  | 21.26 |  | 19.31 |  | 16.87
|  |  | 24 | 45.79 |  | 36.35 |  | 31.75 |  | 31.75 |  | 28.85 |  | 25.2 |  | 27.74 |  | 25.2 |  | 22.02 |  | 25.2 |  | 22.9 |  | 20 |  | 23.39 |  | 21.26 |  | 18.57 |  | 22.02 |  | 20 |  | 17.47 |  | 20.91 |  | 19 |  | 16.6 |  | 20 |  | 18.17 |  | 15.88 |  | 18.57 |  | 16.87 |  | 14.74
550S350-054 |  |  | 12 | 46.45 |  | 36.87 |  | 32.21 |  | 32.21 |  | 29.26 |  | 25.56 |  | 28.13 |  | 25.56 |  | 22.33 |  | 25.56 |  | 23.22 |  | 20.29 |  | 23.73 |  | 21.56 |  | 18.83 |  | 22.33 |  | 20.29 |  | 17.72 |  | 21.21 |  | 19.27 |  | 16.84 |  | 20.29 |  | 18.43 |  | 16.1 |  | 18.83 |  | 17.11 |  | 14.95
550 | S350-054 | (50ksi) | 16 | 42.2 |  | 33.5 |  | 29.26 |  | 29.26 |  | 26.59 |  | 23.22 |  | 25.56 |  | 23.22 |  | 20.29 |  | 23.22 |  | 21.1 |  | 18.43 |  | 21.56 |  | 19.59 |  | 17.11 |  | 20.29 |  | 18.43 |  | 16.1 |  | 19.27 |  | 17.51 |  | 15.3 |  | 18.43 |  | 16.75 |  | 14.63 |  | 17.11 |  | 15.55 |  | 13.58
|  |  | 24 | 36.87 |  | 29.26 |  | 25.56 |  | 25.56 |  | 23.22 |  | 20.29 |  | 22.33 |  | 20.29 |  | 17.72 |  | 20.29 |  | 18.43 |  | 16.1 |  | 18.83 |  | 17.11 |  | 14.95 |  | 17.72 |  | 16.1 |  | 14.07 |  | 16.84 |  | 15.3 |  | 13.36 |  | 16.1 |  | 14.63 |  | 12.78 |  | 14.79 |  | 13.58 |  | 11.86
550S350-068 |  |  | 12 | 50.13 |  | 39.79 |  | 34.76 |  | 34.76 |  | 31.58 |  | 27.59 |  | 30.37 |  | 27.59 |  | 24.1 |  | 27.59 |  | 25.07 |  | 21.9 |  | 25.61 |  | 23.27 |  | 20.33 |  | 24.1 |  | 21.9 |  | 19.13 |  | 22.89 |  | 20.8 |  | 18.17 |  | 21.9 |  | 19.9 |  | 17.38 |  | 20.33 |  | 18.47 |  | 16.13
550 | S350-068 | (50ksi) | 16 | 45.55 |  | 36.15 |  | 31.58 |  | 31.58 |  | 28.69 |  | 25.07 |  | 27.59 |  | 25.07 |  | 21.9 |  | 25.07 |  | 22.77 |  | 19.9 |  | 23.27 |  | 21.14 |  | 18.47 |  | 21.9 |  | 19.9 |  | 17.38 |  | 20.8 |  | 18.9 |  | 16.51 |  | 19.9 |  | 18.08 |  | 15.79 |  | 18.47 |  | 16.78 |  | 14.66
|  |  | 24 | 39.79 |  | 31.58 |  | 27.59 |  | 27.59 |  | 25.07 |  | 21.9 |  | 24.1 |  | 21.9 |  | 19.13 |  | 21.9 |  | 19.9 |  | 17.38 |  | 20.33 |  | 18.47 |  | 16.13 |  | 19.13 |  | 17.38 |  | 15.18 |  | 18.17 |  | 16.51 |  | 14.42 |  | 17.38 |  | 15.79 |  | 13.79 |  | 16.13 |  | 14.66 |  | 12.81
550S350-097 |  |  | 12 | 56.51 |  | 44.85 |  | 39.18 |  | 39.18 |  | 35.6 |  | 31.1 |  | 34.23 |  | 31.1 |  | 27.17 |  | 31.1 |  | 28.26 |  | 24.68 |  | 28.87 |  | 26.23 |  | 22.91 |  | 27.17 |  | 24.68 |  | 21.56 |  | 25.81 |  | 23.45 |  | 20.48 |  | 24.68 |  | 22.43 |  | 19.59 |  | 22.91 |  | 20.82 |  | 18.19
550 | S350-097 | (50ksi) | 16 | 51.34 |  | 40.75 |  | 35.6 |  | 35.6 |  | 32.34 |  | 28.26 |  | 31.1 |  | 28.26 |  | 24.68 |  | 28.26 |  | 25.67 |  | 22.43 |  | 26.23 |  | 23.83 |  | 20.82 |  | 24.68 |  | 22.43 |  | 19.59 |  | 23.45 |  | 21.3 |  | 18.61 |  | 22.43 |  | 20.38 |  | 17.8 |  | 20.82 |  | 18.92 |  | 16.52
|  |  | 24 | 44.85 |  | 35.6 |  | 31.1 |  | 31.1 |  | 28.26 |  | 24.68 |  | 27.17 |  | 24.68 |  | 21.56 |  | 24.68 |  | 22.43 |  | 19.59 |  | 22.91 |  | 20.82 |  | 18.19 |  | 21.56 |  | 19.59 |  | 17.11 |  | 20.48 |  | 18.61 |  | 16.26 |  | 19.59 |  | 17.8 |  | 15.55 |  | 18.19 |  | 16.52 |  | 14.44
550S350-118 |  |  | 12 | 60.08 |  | 47.69 |  | 41.66 |  | 41.66 |  | 37.85 |  | 33.06 |  | 36.39 |  | 33.06 |  | 28.88 |  | 33.06 |  | 30.04 |  | 26.24 |  | 30.69 |  | 27.89 |  | 24.36 |  | 28.88 |  | 26.24 |  | 22.93 |  | 27.44 |  | 24.93 |  | 21.78 |  | 26.24 |  | 23.84 |  | 20.83 |  | 24.36 |  | 22.13 |  | 19.34
550 | S350-118 | (50ksi) | 16 | 54.59 |  | 43.33 |  | 37.85 |  | 37.85 |  | 34.39 |  | 30.04 |  | 33.06 |  | 30.04 |  | 26.24 |  | 30.04 |  | 27.29 |  | 23.84 |  | 27.89 |  | 25.34 |  | 22.13 |  | 26.24 |  | 23.84 |  | 20.83 |  | 24.93 |  | 22.65 |  | 19.79 |  | 23.84 |  | 21.66 |  | 18.92 |  | 22.13 |  | 20.11 |  | 17.57
|  |  | 24 | 47.69 |  | 37.85 |  | 33.06 |  | 33.06 |  | 30.04 |  | 26.24 |  | 28.88 |  | 26.24 |  | 22.93 |  | 26.24 |  | 23.84 |  | 20.83 |  | 24.36 |  | 22.13 |  | 19.34 |  | 22.93 |  | 20.83 |  | 18.2 |  | 21.78 |  | 19.79 |  | 17.28 |  | 20.83 |  | 18.92 |  | 16.53 |  | 19.34 |  | 17.57 |  | 15.35
600S125-033 |  |  | 12 | 30.88 |  | 26.2 |  | 22.89 |  | 21.83 |  | 20.8 |  | 18.17 |  | 17.83 |  | 17.83 |  | 15.87 |  | 15.44 |  | 15.44 |  | 14.42 |  | 13.81 |  | 13.81 |  | 13.39 |  | 12.61 |  | 12.61 |  | 12.6 |  | 11.67 |  | 11.67 |  | 11.67 |  | 10.92 |  | 10.92 |  | 10.92 |  | 9.76 |  | 9.76 |  | 9.76
600 | S125-033 |  | 16 | 26.74 |  | 23.81 |  | 20.8 |  | 18.91 |  | 18.9 |  | 16.51 |  | 15.44 |  | 15.44 |  | 14.42 |  | 13.37 |  | 13.37 |  | 13.1 |  | 11.96 |  | 11.96 |  | 11.96 |  | 10.92 |  | 10.92 |  | 10.92 |  | 10.11 |  | 10.11 |  | 10.11 |  | 9.45 |  | 9.45 |  | 9.45 |  | 8.46 |  | 8.46 |  | 8.46
|  |  | 24 | 21.83 |  | 20.8 |  | 18.17 |  | 15.44 |  | 15.44 |  | 14.42 |  | 12.61 |  | 12.61 |  | 12.6 |  | 10.92 |  | 10.92 |  | 10.92 |  | 9.76 |  | 9.76 |  | 9.76 |  | 8.91 |  | 8.91 |  | 8.91 |  | 8.25 |  | 8.25 |  | 8.25 |  | 7.72 |  | 7.72 |  | 7.72 |  | 6.9 |  | 6.9 |  | 6.9
600S125-043 |  |  | 12 | 36.31 |  | 28.82 |  | 25.18 |  | 25.18 |  | 22.88 |  | 19.98 |  | 21.88 |  | 19.98 |  | 17.46 |  | 18.95 |  | 18.16 |  | 15.86 |  | 16.95 |  | 16.85 |  | 14.72 |  | 15.47 |  | 15.47 |  | 13.86 |  | 14.32 |  | 14.32 |  | 13.16 |  | 13.4 |  | 13.4 |  | 12.59 |  | 11.98 |  | 11.98 |  | 11.69
600 | S125-043 |  | 16 | 32.82 |  | 26.19 |  | 22.88 |  | 22.88 |  | 20.78 |  | 18.16 |  | 18.95 |  | 18.16 |  | 15.86 |  | 16.41 |  | 16.41 |  | 14.41 |  | 14.68 |  | 14.68 |  | 13.38 |  | 13.4 |  | 13.4 |  | 12.59 |  | 12.41 |  | 12.41 |  | 11.96 |  | 11.6 |  | 11.6 |  | 11.44 |  | 10.38 |  | 10.38 |  | 10.38
|  |  | 24 | 26.8 |  | 22.88 |  | 19.98 |  | 18.95 |  | 18.16 |  | 15.86 |  | 15.47 |  | 15.47 |  | 13.86 |  | 13.4 |  | 13.4 |  | 12.59 |  | 11.98 |  | 11.98 |  | 11.69 |  | 10.94 |  | 10.94 |  | 10.94 |  | 10.13 |  | 10.13 |  | 10.13 |  | 9.47 |  | 9.47 |  | 9.47 |  | 8.47 |  | 8.47 |  | 8.47
600S125-054 |  |  | 12 | 38.84 |  | 30.83 |  | 26.93 |  | 26.93 |  | 24.47 |  | 21.38 |  | 23.53 |  | 21.38 |  | 18.67 |  | 21.38 |  | 19.42 |  | 16.97 |  | 19.84 |  | 18.03 |  | 15.75 |  | 18.67 |  | 16.97 |  | 14.82 |  | 17.74 |  | 16.12 |  | 14.08 |  | 16.97 |  | 15.42 |  | 13.47 |  | 15.75 |  | 14.31 |  | 12.5
600 | S125-054 | (50ksi) | 16 | 35.29 |  | 28.01 |  | 24.47 |  | 24.47 |  | 22.23 |  | 19.42 |  | 21.38 |  | 19.42 |  | 16.97 |  | 19.42 |  | 17.65 |  | 15.42 |  | 18.03 |  | 16.38 |  | 14.31 |  | 16.97 |  | 15.42 |  | 13.47 |  | 16.12 |  | 14.64 |  | 12.79 |  | 15.42 |  | 14.01 |  | 12.24 |  | 14.21 |  | 13 |  | 11.36
|  |  | 24 | 30.83 |  | 24.47 |  | 21.38 |  | 21.38 |  | 19.42 |  | 16.97 |  | 18.67 |  | 16.97 |  | 14.82 |  | 16.97 |  | 15.42 |  | 13.47 |  | 15.75 |  | 14.31 |  | 12.5 |  | 14.82 |  | 13.47 |  | 11.76 |  | 13.87 |  | 12.79 |  | 11.17 |  | 12.98 |  | 12.24 |  | 10.69 |  | 11.61 |  | 11.36 |  | 9.92
600S125-068 |  |  | 12 | 41.65 |  | 33.06 |  | 28.88 |  | 28.88 |  | 26.24 |  | 22.92 |  | 25.23 |  | 22.92 |  | 20.02 |  | 22.92 |  | 20.82 |  | 18.19 |  | 21.28 |  | 19.33 |  | 16.89 |  | 20.02 |  | 18.19 |  | 15.89 |  | 19.02 |  | 17.28 |  | 15.1 |  | 18.19 |  | 16.53 |  | 14.44 |  | 16.89 |  | 15.34 |  | 13.4
600 | S125-068 | (50ksi) | 16 | 37.84 |  | 30.03 |  | 26.24 |  | 26.24 |  | 23.84 |  | 20.82 |  | 22.92 |  | 20.82 |  | 18.19 |  | 20.82 |  | 18.92 |  | 16.53 |  | 19.33 |  | 17.56 |  | 15.34 |  | 18.19 |  | 16.53 |  | 14.44 |  | 17.28 |  | 15.7 |  | 13.72 |  | 16.53 |  | 15.02 |  | 13.12 |  | 15.34 |  | 13.94 |  | 12.18
|  |  | 24 | 33.06 |  | 26.24 |  | 22.92 |  | 22.92 |  | 20.82 |  | 18.19 |  | 20.02 |  | 18.19 |  | 15.89 |  | 18.19 |  | 16.53 |  | 14.44 |  | 16.89 |  | 15.34 |  | 13.4 |  | 15.89 |  | 14.44 |  | 12.61 |  | 15.1 |  | 13.72 |  | 11.98 |  | 14.44 |  | 13.12 |  | 11.46 |  | 13.4 |  | 12.18 |  | 10.64
600S137-033 |  |  | 12 | 32.97 |  | 27.13 |  | 23.7 |  | 23.31 |  | 21.53 |  | 18.81 |  | 19.03 |  | 18.81 |  | 16.43 |  | 16.48 |  | 16.48 |  | 14.93 |  | 14.74 |  | 14.74 |  | 13.86 |  | 13.46 |  | 13.46 |  | 13.04 |  | 12.46 |  | 12.46 |  | 12.39 |  | 11.65 |  | 11.65 |  | 11.65 |  | 10.42 |  | 10.42 |  | 10.42
600 | S137-033 |  | 16 | 28.55 |  | 24.65 |  | 21.53 |  | 20.19 |  | 19.56 |  | 17.09 |  | 16.48 |  | 16.48 |  | 14.93 |  | 14.27 |  | 14.27 |  | 13.56 |  | 12.77 |  | 12.77 |  | 12.59 |  | 11.65 |  | 11.65 |  | 11.65 |  | 10.79 |  | 10.79 |  | 10.79 |  | 10.09 |  | 10.09 |  | 10.09 |  | 9.03 |  | 9.03 |  | 9.03
|  |  | 24 | 23.31 |  | 21.53 |  | 18.81 |  | 16.48 |  | 16.48 |  | 14.93 |  | 13.46 |  | 13.46 |  | 13.04 |  | 11.65 |  | 11.65 |  | 11.65 |  | 10.42 |  | 10.42 |  | 10.42 |  | 9.52 |  | 9.52 |  | 9.52 |  | 8.81 |  | 8.81 |  | 8.81 |  | 8.24 |  | 8.24 |  | 8.24 |  | 7.37 |  | 7.37 |  | 7.37
600S137-043 |  |  | 12 | 37.63 |  | 29.87 |  | 26.09 |  | 26.09 |  | 23.71 |  | 20.71 |  | 22.8 |  | 20.71 |  | 18.09 |  | 20.33 |  | 18.82 |  | 16.44 |  | 18.18 |  | 17.47 |  | 15.26 |  | 16.6 |  | 16.44 |  | 14.36 |  | 15.37 |  | 15.37 |  | 13.64 |  | 14.37 |  | 14.37 |  | 13.05 |  | 12.86 |  | 12.86 |  | 12.11
600 | S137-043 |  | 16 | 34.19 |  | 27.14 |  | 23.71 |  | 23.71 |  | 21.54 |  | 18.82 |  | 20.33 |  | 18.82 |  | 16.44 |  | 17.6 |  | 17.1 |  | 14.94 |  | 15.75 |  | 15.75 |  | 13.86 |  | 14.37 |  | 14.37 |  | 13.05 |  | 13.31 |  | 13.31 |  | 12.39 |  | 12.45 |  | 12.45 |  | 11.85 |  | 11.13 |  | 11.13 |  | 11
|  |  | 24 | 28.75 |  | 23.71 |  | 20.71 |  | 20.33 |  | 18.82 |  | 16.44 |  | 16.6 |  | 16.44 |  | 14.36 |  | 14.37 |  | 14.37 |  | 13.05 |  | 12.86 |  | 12.86 |  | 12.11 |  | 11.74 |  | 11.74 |  | 11.4 |  | 10.87 |  | 10.87 |  | 10.83 |  | 10.16 |  | 10.16 |  | 10.16 |  | 9.09 |  | 9.09 |  | 9.09
600S137-054 |  |  | 12 | 40.56 |  | 32.19 |  | 28.12 |  | 28.12 |  | 25.55 |  | 22.32 |  | 24.57 |  | 22.32 |  | 19.5 |  | 22.32 |  | 20.28 |  | 17.72 |  | 20.72 |  | 18.83 |  | 16.45 |  | 19.5 |  | 17.72 |  | 15.48 |  | 18.52 |  | 16.83 |  | 14.7 |  | 17.72 |  | 16.1 |  | 14.06 |  | 16.45 |  | 14.94 |  | 13.05
600 | S137-054 | (50ksi) | 16 | 36.85 |  | 29.25 |  | 25.55 |  | 25.55 |  | 23.22 |  | 20.28 |  | 22.32 |  | 20.28 |  | 17.72 |  | 20.28 |  | 18.43 |  | 16.1 |  | 18.83 |  | 17.11 |  | 14.94 |  | 17.72 |  | 16.1 |  | 14.06 |  | 16.83 |  | 15.29 |  | 13.36 |  | 16.1 |  | 14.62 |  | 12.78 |  | 14.94 |  | 13.58 |  | 11.86
|  |  | 24 | 32.19 |  | 25.55 |  | 22.32 |  | 22.32 |  | 20.28 |  | 17.72 |  | 19.5 |  | 17.72 |  | 15.48 |  | 17.72 |  | 16.1 |  | 14.06 |  | 16.45 |  | 14.94 |  | 13.05 |  | 15.48 |  | 14.06 |  | 12.28 |  | 14.7 |  | 13.36 |  | 11.67 |  | 14.06 |  | 12.78 |  | 11.16 |  | 12.58 |  | 11.86 |  | 10.36
600S137-068 |  |  | 12 | 43.63 |  | 34.63 |  | 30.25 |  | 30.25 |  | 27.48 |  | 24.01 |  | 26.43 |  | 24.01 |  | 20.97 |  | 24.01 |  | 21.81 |  | 19.06 |  | 22.29 |  | 20.25 |  | 17.69 |  | 20.97 |  | 19.06 |  | 16.65 |  | 19.92 |  | 18.1 |  | 15.81 |  | 19.06 |  | 17.31 |  | 15.13 |  | 17.69 |  | 16.07 |  | 14.04
600 | S137-068 | (50ksi) | 16 | 39.64 |  | 31.46 |  | 27.48 |  | 27.48 |  | 24.97 |  | 21.81 |  | 24.01 |  | 21.81 |  | 19.06 |  | 21.81 |  | 19.82 |  | 17.31 |  | 20.25 |  | 18.4 |  | 16.07 |  | 19.06 |  | 17.31 |  | 15.13 |  | 18.1 |  | 16.45 |  | 14.37 |  | 17.31 |  | 15.73 |  | 13.74 |  | 16.07 |  | 14.6 |  | 12.76
|  |  | 24 | 34.63 |  | 27.48 |  | 24.01 |  | 24.01 |  | 21.81 |  | 19.06 |  | 20.97 |  | 19.06 |  | 16.65 |  | 19.06 |  | 17.31 |  | 15.13 |  | 17.69 |  | 16.07 |  | 14.04 |  | 16.65 |  | 15.13 |  | 13.21 |  | 15.81 |  | 14.37 |  | 12.55 |  | 15.13 |  | 13.74 |  | 12 |  | 14.04 |  | 12.76 |  | 11.14
600S162-033 |  |  | 12 | 35.51 |  | 28.18 |  | 24.62 |  | 24.62 |  | 22.37 |  | 19.54 |  | 20.55 |  | 19.54 |  | 17.07 |  | 17.8 |  | 17.75 |  | 15.51 |  | 15.92 |  | 15.92 |  | 14.4 |  | 14.53 |  | 14.53 |  | 13.55 |  | 13.45 |  | 13.45 |  | 12.87 |  | 12.59 |  | 12.59 |  | 12.31 |  | 11.26 |  | 11.26 |  | 11.26
600 | S162-033 |  | 16 | 30.83 |  | 25.61 |  | 22.37 |  | 21.8 |  | 20.32 |  | 17.75 |  | 17.8 |  | 17.75 |  | 15.51 |  | 15.41 |  | 15.41 |  | 14.09 |  | 13.79 |  | 13.79 |  | 13.08 |  | 12.59 |  | 12.59 |  | 12.31 |  | 11.65 |  | 11.65 |  | 11.65 |  | 10.9 |  | 10.9 |  | 10.9 |  | 9.75 |  | 9.75 |  | 9.75
|  |  | 24 | 25.17 |  | 22.37 |  | 19.54 |  | 17.8 |  | 17.75 |  | 15.51 |  | 14.53 |  | 14.53 |  | 13.55 |  | 12.59 |  | 12.59 |  | 12.31 |  | 11.26 |  | 11.26 |  | 11.26 |  | 10.28 |  | 10.28 |  | 10.28 |  | 9.51 |  | 9.51 |  | 9.51 |  | 8.9 |  | 8.9 |  | 8.9 |  | 7.96 |  | 7.96 |  | 7.96
600S162-043 |  |  | 12 | 39.31 |  | 31.2 |  | 27.25 |  | 27.25 |  | 24.76 |  | 21.63 |  | 23.81 |  | 21.63 |  | 18.9 |  | 21.63 |  | 19.65 |  | 17.17 |  | 20.08 |  | 18.24 |  | 15.94 |  | 18.9 |  | 17.17 |  | 15 |  | 17.79 |  | 16.31 |  | 14.25 |  | 16.64 |  | 15.6 |  | 13.63 |  | 14.88 |  | 14.48 |  | 12.65
600 | S162-043 |  | 16 | 35.71 |  | 28.35 |  | 24.76 |  | 24.76 |  | 22.5 |  | 19.65 |  | 21.63 |  | 19.65 |  | 17.17 |  | 19.65 |  | 17.86 |  | 15.6 |  | 18.22 |  | 16.58 |  | 14.48 |  | 16.64 |  | 15.6 |  | 13.63 |  | 15.4 |  | 14.82 |  | 12.94 |  | 14.41 |  | 14.17 |  | 12.38 |  | 12.89 |  | 12.89 |  | 11.49
|  |  | 24 | 31.2 |  | 24.76 |  | 21.63 |  | 21.63 |  | 19.65 |  | 17.17 |  | 18.9 |  | 17.17 |  | 15 |  | 16.64 |  | 15.6 |  | 13.63 |  | 14.88 |  | 14.48 |  | 12.65 |  | 13.58 |  | 13.58 |  | 11.9 |  | 12.58 |  | 12.58 |  | 11.31 |  | 11.76 |  | 11.76 |  | 10.82 |  | 10.52 |  | 10.52 |  | 10.04
600S162-054 |  |  | 12 | 42.17 |  | 33.47 |  | 29.24 |  | 29.24 |  | 26.57 |  | 23.21 |  | 25.55 |  | 23.21 |  | 20.28 |  | 23.21 |  | 21.09 |  | 18.42 |  | 21.55 |  | 19.58 |  | 17.1 |  | 20.28 |  | 18.42 |  | 16.09 |  | 19.26 |  | 17.5 |  | 15.29 |  | 18.42 |  | 16.74 |  | 14.62 |  | 17.1 |  | 15.54 |  | 13.57
600 | S162-054 | (50ksi) | 16 | 38.32 |  | 30.41 |  | 26.57 |  | 26.57 |  | 24.14 |  | 21.09 |  | 23.21 |  | 21.09 |  | 18.42 |  | 21.09 |  | 19.16 |  | 16.74 |  | 19.58 |  | 17.79 |  | 15.54 |  | 18.42 |  | 16.74 |  | 14.62 |  | 17.5 |  | 15.9 |  | 13.89 |  | 16.74 |  | 15.21 |  | 13.28 |  | 15.54 |  | 14.12 |  | 12.33
|  |  | 24 | 33.47 |  | 26.57 |  | 23.21 |  | 23.21 |  | 21.09 |  | 18.42 |  | 20.28 |  | 18.42 |  | 16.09 |  | 18.42 |  | 16.74 |  | 14.62 |  | 17.1 |  | 15.54 |  | 13.57 |  | 16.09 |  | 14.62 |  | 12.77 |  | 15.29 |  | 13.89 |  | 12.13 |  | 14.62 |  | 13.28 |  | 11.6 |  | 13.57 |  | 12.33 |  | 10.77
600S162-068 |  |  | 12 | 45.25 |  | 35.92 |  | 31.38 |  | 31.38 |  | 28.51 |  | 24.9 |  | 27.41 |  | 24.9 |  | 21.76 |  | 24.9 |  | 22.63 |  | 19.77 |  | 23.12 |  | 21.01 |  | 18.35 |  | 21.76 |  | 19.77 |  | 17.27 |  | 20.67 |  | 18.78 |  | 16.4 |  | 19.77 |  | 17.96 |  | 15.69 |  | 18.35 |  | 16.67 |  | 14.56
600 | S162-068 | (50ksi) | 16 | 41.12 |  | 32.63 |  | 28.51 |  | 28.51 |  | 25.9 |  | 22.63 |  | 24.9 |  | 22.63 |  | 19.77 |  | 22.63 |  | 20.56 |  | 17.96 |  | 21.01 |  | 19.08 |  | 16.67 |  | 19.77 |  | 17.96 |  | 15.69 |  | 18.78 |  | 17.06 |  | 14.9 |  | 17.96 |  | 16.32 |  | 14.25 |  | 16.67 |  | 15.15 |  | 13.23
|  |  | 24 | 35.92 |  | 28.51 |  | 24.9 |  | 24.9 |  | 22.63 |  | 19.77 |  | 21.76 |  | 19.77 |  | 17.27 |  | 19.77 |  | 17.96 |  | 15.69 |  | 18.35 |  | 16.67 |  | 14.56 |  | 17.27 |  | 15.69 |  | 13.71 |  | 16.4 |  | 14.9 |  | 13.02 |  | 15.69 |  | 14.25 |  | 12.45 |  | 14.56 |  | 13.23 |  | 11.56
600S162-097 |  |  | 12 | 50.46 |  | 40.05 |  | 34.98 |  | 34.98 |  | 31.79 |  | 27.77 |  | 30.56 |  | 27.77 |  | 24.26 |  | 27.77 |  | 25.23 |  | 22.04 |  | 25.78 |  | 23.42 |  | 20.46 |  | 24.26 |  | 22.04 |  | 19.25 |  | 23.04 |  | 20.93 |  | 18.29 |  | 22.04 |  | 20.02 |  | 17.49 |  | 20.46 |  | 18.59 |  | 16.24
600 | S162-097 | (50ksi) | 16 | 45.84 |  | 36.39 |  | 31.79 |  | 31.79 |  | 28.88 |  | 25.23 |  | 27.77 |  | 25.23 |  | 22.04 |  | 25.23 |  | 22.92 |  | 20.02 |  | 23.42 |  | 21.28 |  | 18.59 |  | 22.04 |  | 20.02 |  | 17.49 |  | 20.93 |  | 19.02 |  | 16.62 |  | 20.02 |  | 18.19 |  | 15.89 |  | 18.59 |  | 16.89 |  | 14.75
|  |  | 24 | 40.05 |  | 31.79 |  | 27.77 |  | 27.77 |  | 25.23 |  | 22.04 |  | 24.26 |  | 22.04 |  | 19.25 |  | 22.04 |  | 20.02 |  | 17.49 |  | 20.46 |  | 18.59 |  | 16.24 |  | 19.25 |  | 17.49 |  | 15.28 |  | 18.29 |  | 16.62 |  | 14.52 |  | 17.49 |  | 15.89 |  | 13.88 |  | 16.24 |  | 14.75 |  | 12.89
600S200-033 |  |  | 12 | 35.81 |  | 29.22 |  | 25.52 |  | 25.32 |  | 23.19 |  | 20.26 |  | 20.67 |  | 20.26 |  | 17.7 |  | 17.9 |  | 17.9 |  | 16.08 |  | 16.01 |  | 16.01 |  | 14.93 |  | 14.62 |  | 14.62 |  | 14.05 |  | 13.53 |  | 13.53 |  | 13.34 |  | 12.66 |  | 12.66 |  | 12.66 |  | 11.32 |  | 11.32 |  | 11.32
600 | S200-033 |  | 16 | 31.01 |  | 26.55 |  | 23.19 |  | 21.93 |  | 21.07 |  | 18.41 |  | 17.9 |  | 17.9 |  | 16.08 |  | 15.5 |  | 15.5 |  | 14.61 |  | 13.87 |  | 13.87 |  | 13.56 |  | 12.66 |  | 12.66 |  | 12.66 |  | 11.72 |  | 11.72 |  | 11.72 |  | 10.96 |  | 10.96 |  | 10.96 |  | 9.81 |  | 9.81 |  | 9.81
|  |  | 24 | 25.32 |  | 23.19 |  | 20.26 |  | 17.9 |  | 17.9 |  | 16.08 |  | 14.62 |  | 14.62 |  | 14.05 |  | 12.66 |  | 12.66 |  | 12.66 |  | 11.32 |  | 11.32 |  | 11.32 |  | 10.34 |  | 10.34 |  | 10.34 |  | 9.57 |  | 9.57 |  | 9.57 |  | 8.95 |  | 8.95 |  | 8.95 |  | 8.01 |  | 8.01 |  | 8.01
600S200-043 |  |  | 12 | 40.94 |  | 32.49 |  | 28.38 |  | 28.38 |  | 25.79 |  | 22.53 |  | 24.79 |  | 22.53 |  | 19.68 |  | 22.53 |  | 20.47 |  | 17.88 |  | 20.4 |  | 19 |  | 16.6 |  | 18.62 |  | 17.88 |  | 15.62 |  | 17.24 |  | 16.98 |  | 14.84 |  | 16.13 |  | 16.13 |  | 14.19 |  | 14.42 |  | 14.42 |  | 13.17
600 | S200-043 |  | 16 | 37.19 |  | 29.52 |  | 25.79 |  | 25.79 |  | 23.43 |  | 20.47 |  | 22.53 |  | 20.47 |  | 17.88 |  | 19.75 |  | 18.6 |  | 16.25 |  | 17.67 |  | 17.26 |  | 15.08 |  | 16.13 |  | 16.13 |  | 14.19 |  | 14.93 |  | 14.93 |  | 13.48 |  | 13.97 |  | 13.97 |  | 12.89 |  | 12.49 |  | 12.49 |  | 11.97
|  |  | 24 | 32.26 |  | 25.79 |  | 22.53 |  | 22.53 |  | 20.47 |  | 17.88 |  | 18.62 |  | 17.88 |  | 15.62 |  | 16.13 |  | 16.13 |  | 14.19 |  | 14.42 |  | 14.42 |  | 13.17 |  | 13.17 |  | 13.17 |  | 12.4 |  | 12.19 |  | 12.19 |  | 11.78 |  | 11.4 |  | 11.4 |  | 11.26 |  | 10.2 |  | 10.2 |  | 10.2
600S200-054 |  |  | 12 | 43.94 |  | 34.88 |  | 30.47 |  | 30.47 |  | 27.68 |  | 24.18 |  | 26.62 |  | 24.18 |  | 21.13 |  | 24.18 |  | 21.97 |  | 19.19 |  | 22.45 |  | 20.4 |  | 17.82 |  | 21.13 |  | 19.19 |  | 16.77 |  | 20.07 |  | 18.23 |  | 15.93 |  | 19.19 |  | 17.44 |  | 15.23 |  | 17.82 |  | 16.19 |  | 14.14
600 | S200-054 | (50ksi) | 16 | 39.92 |  | 31.69 |  | 27.68 |  | 27.68 |  | 25.15 |  | 21.97 |  | 24.18 |  | 21.97 |  | 19.19 |  | 21.97 |  | 19.96 |  | 17.44 |  | 20.4 |  | 18.53 |  | 16.19 |  | 19.19 |  | 17.44 |  | 15.23 |  | 18.23 |  | 16.56 |  | 14.47 |  | 17.44 |  | 15.84 |  | 13.84 |  | 16.19 |  | 14.71 |  | 12.85
|  |  | 24 | 34.88 |  | 27.68 |  | 24.18 |  | 24.18 |  | 21.97 |  | 19.19 |  | 21.13 |  | 19.19 |  | 16.77 |  | 19.19 |  | 17.44 |  | 15.23 |  | 17.82 |  | 16.19 |  | 14.14 |  | 16.77 |  | 15.23 |  | 13.31 |  | 15.93 |  | 14.47 |  | 12.64 |  | 15.23 |  | 13.84 |  | 12.09 |  | 13.72 |  | 12.85 |  | 11.22
600S200-068 |  |  | 12 | 47.35 |  | 37.58 |  | 32.83 |  | 32.83 |  | 29.83 |  | 26.06 |  | 28.68 |  | 26.06 |  | 22.76 |  | 26.06 |  | 23.67 |  | 20.68 |  | 24.19 |  | 21.98 |  | 19.2 |  | 22.76 |  | 20.68 |  | 18.07 |  | 21.62 |  | 19.65 |  | 17.16 |  | 20.68 |  | 18.79 |  | 16.41 |  | 19.2 |  | 17.44 |  | 15.24
600 | S200-068 | (50ksi) | 16 | 43.02 |  | 34.14 |  | 29.83 |  | 29.83 |  | 27.1 |  | 23.67 |  | 26.06 |  | 23.67 |  | 20.68 |  | 23.67 |  | 21.51 |  | 18.79 |  | 21.98 |  | 19.97 |  | 17.44 |  | 20.68 |  | 18.79 |  | 16.41 |  | 19.65 |  | 17.85 |  | 15.59 |  | 18.79 |  | 17.07 |  | 14.91 |  | 17.44 |  | 15.85 |  | 13.84
|  |  | 24 | 37.58 |  | 29.83 |  | 26.06 |  | 26.06 |  | 23.67 |  | 20.68 |  | 22.76 |  | 20.68 |  | 18.07 |  | 20.68 |  | 18.79 |  | 16.41 |  | 19.2 |  | 17.44 |  | 15.24 |  | 18.07 |  | 16.41 |  | 14.34 |  | 17.16 |  | 15.59 |  | 13.62 |  | 16.41 |  | 14.91 |  | 13.03 |  | 15.24 |  | 13.84 |  | 12.09
600S200-097 |  |  | 12 | 52.96 |  | 42.04 |  | 36.72 |  | 36.72 |  | 33.36 |  | 29.15 |  | 32.08 |  | 29.15 |  | 25.46 |  | 29.15 |  | 26.48 |  | 23.13 |  | 27.06 |  | 24.58 |  | 21.48 |  | 25.46 |  | 23.13 |  | 20.21 |  | 24.19 |  | 21.97 |  | 19.2 |  | 23.13 |  | 21.02 |  | 18.36 |  | 21.48 |  | 19.51 |  | 17.04
600 | S200-097 | (50ksi) | 16 | 48.12 |  | 38.19 |  | 33.36 |  | 33.36 |  | 30.31 |  | 26.48 |  | 29.15 |  | 26.48 |  | 23.13 |  | 26.48 |  | 24.06 |  | 21.02 |  | 24.58 |  | 22.34 |  | 19.51 |  | 23.13 |  | 21.02 |  | 18.36 |  | 21.97 |  | 19.97 |  | 17.44 |  | 21.02 |  | 19.1 |  | 16.68 |  | 19.51 |  | 17.73 |  | 15.49
|  |  | 24 | 42.04 |  | 33.36 |  | 29.15 |  | 29.15 |  | 26.48 |  | 23.13 |  | 25.46 |  | 23.13 |  | 20.21 |  | 23.13 |  | 21.02 |  | 18.36 |  | 21.48 |  | 19.51 |  | 17.04 |  | 20.21 |  | 18.36 |  | 16.04 |  | 19.2 |  | 17.44 |  | 15.24 |  | 18.36 |  | 16.68 |  | 14.57 |  | 17.04 |  | 15.49 |  | 13.53
600S250-043 |  |  | 12 | 42.66 |  | 33.86 |  | 29.58 |  | 29.58 |  | 26.88 |  | 23.48 |  | 25.84 |  | 23.48 |  | 20.51 |  | 23.33 |  | 21.33 |  | 18.63 |  | 20.86 |  | 19.8 |  | 17.3 |  | 19.04 |  | 18.63 |  | 16.28 |  | 17.63 |  | 17.63 |  | 15.46 |  | 16.49 |  | 16.49 |  | 14.79 |  | 14.75 |  | 14.75 |  | 13.73
600 | S250-043 |  | 16 | 38.76 |  | 30.76 |  | 26.88 |  | 26.88 |  | 24.42 |  | 21.33 |  | 23.33 |  | 21.33 |  | 18.63 |  | 20.2 |  | 19.38 |  | 16.93 |  | 18.07 |  | 17.99 |  | 15.72 |  | 16.49 |  | 16.49 |  | 14.79 |  | 15.27 |  | 15.27 |  | 14.05 |  | 14.28 |  | 14.28 |  | 13.44 |  | 12.78 |  | 12.78 |  | 12.47
|  |  | 24 | 32.99 |  | 26.88 |  | 23.48 |  | 23.33 |  | 21.33 |  | 18.63 |  | 19.04 |  | 18.63 |  | 16.28 |  | 16.49 |  | 16.49 |  | 14.79 |  | 14.75 |  | 14.75 |  | 13.73 |  | 13.47 |  | 13.47 |  | 12.92 |  | 12.47 |  | 12.47 |  | 12.27 |  | 11.66 |  | 11.66 |  | 11.66 |  | 10.43 |  | 10.43 |  | 10.43
600S250-054 |  |  | 12 | 45.7 |  | 36.27 |  | 31.69 |  | 31.69 |  | 28.79 |  | 25.15 |  | 27.68 |  | 25.15 |  | 21.97 |  | 25.15 |  | 22.85 |  | 19.96 |  | 23.35 |  | 21.21 |  | 18.53 |  | 21.97 |  | 19.96 |  | 17.44 |  | 20.87 |  | 18.96 |  | 16.56 |  | 19.96 |  | 18.14 |  | 15.84 |  | 18.53 |  | 16.84 |  | 14.71
600 | S250-054 | (50ksi) | 16 | 41.52 |  | 32.96 |  | 28.79 |  | 28.79 |  | 26.16 |  | 22.85 |  | 25.15 |  | 22.85 |  | 19.96 |  | 22.85 |  | 20.76 |  | 18.14 |  | 21.21 |  | 19.27 |  | 16.84 |  | 19.96 |  | 18.14 |  | 15.84 |  | 18.96 |  | 17.23 |  | 15.05 |  | 18.14 |  | 16.48 |  | 14.39 |  | 16.84 |  | 15.3 |  | 13.36
|  |  | 24 | 36.27 |  | 28.79 |  | 25.15 |  | 25.15 |  | 22.85 |  | 19.96 |  | 21.97 |  | 19.96 |  | 17.44 |  | 19.96 |  | 18.14 |  | 15.84 |  | 18.53 |  | 16.84 |  | 14.71 |  | 17.44 |  | 15.84 |  | 13.84 |  | 16.56 |  | 15.05 |  | 13.15 |  | 15.81 |  | 14.39 |  | 12.58 |  | 14.14 |  | 13.36 |  | 11.67
600S250-068 |  |  | 12 | 49.79 |  | 39.52 |  | 34.52 |  | 34.52 |  | 31.36 |  | 27.4 |  | 30.16 |  | 27.4 |  | 23.94 |  | 27.4 |  | 24.89 |  | 21.75 |  | 25.43 |  | 23.11 |  | 20.19 |  | 23.94 |  | 21.75 |  | 19 |  | 22.74 |  | 20.66 |  | 18.05 |  | 21.75 |  | 19.76 |  | 17.26 |  | 20.19 |  | 18.34 |  | 16.02
600 | S250-068 | (50ksi) | 16 | 45.23 |  | 35.9 |  | 31.36 |  | 31.36 |  | 28.5 |  | 24.89 |  | 27.4 |  | 24.89 |  | 21.75 |  | 24.89 |  | 22.62 |  | 19.76 |  | 23.11 |  | 21 |  | 18.34 |  | 21.75 |  | 19.76 |  | 17.26 |  | 20.66 |  | 18.77 |  | 16.4 |  | 19.76 |  | 17.95 |  | 15.68 |  | 18.34 |  | 16.66 |  | 14.56
|  |  | 24 | 39.52 |  | 31.36 |  | 27.4 |  | 27.4 |  | 24.89 |  | 21.75 |  | 23.94 |  | 21.75 |  | 19 |  | 21.75 |  | 19.76 |  | 17.26 |  | 20.19 |  | 18.34 |  | 16.02 |  | 19 |  | 17.26 |  | 15.08 |  | 18.05 |  | 16.4 |  | 14.32 |  | 17.26 |  | 15.68 |  | 13.7 |  | 16.02 |  | 14.56 |  | 12.72
600S250-097 |  |  | 12 | 55.83 |  | 44.31 |  | 38.71 |  | 38.71 |  | 35.17 |  | 30.72 |  | 33.81 |  | 30.72 |  | 26.84 |  | 30.72 |  | 27.91 |  | 24.38 |  | 28.52 |  | 25.91 |  | 22.64 |  | 26.84 |  | 24.38 |  | 21.3 |  | 25.49 |  | 23.16 |  | 20.24 |  | 24.38 |  | 22.15 |  | 19.35 |  | 22.64 |  | 20.57 |  | 17.97
600 | S250-097 | (50ksi) | 16 | 50.72 |  | 40.26 |  | 35.17 |  | 35.17 |  | 31.95 |  | 27.91 |  | 30.72 |  | 27.91 |  | 24.38 |  | 27.91 |  | 25.36 |  | 22.15 |  | 25.91 |  | 23.54 |  | 20.57 |  | 24.38 |  | 22.15 |  | 19.35 |  | 23.16 |  | 21.05 |  | 18.38 |  | 22.15 |  | 20.13 |  | 17.58 |  | 20.57 |  | 18.69 |  | 16.32
|  |  | 24 | 44.31 |  | 35.17 |  | 30.72 |  | 30.72 |  | 27.91 |  | 24.38 |  | 26.84 |  | 24.38 |  | 21.3 |  | 24.38 |  | 22.15 |  | 19.35 |  | 22.64 |  | 20.57 |  | 17.97 |  | 21.3 |  | 19.35 |  | 16.91 |  | 20.24 |  | 18.38 |  | 16.06 |  | 19.35 |  | 17.58 |  | 15.36 |  | 17.97 |  | 16.32 |  | 14.26
600S250-118 |  |  | 12 | 59.13 |  | 46.93 |  | 41 |  | 41 |  | 37.25 |  | 32.54 |  | 35.82 |  | 32.54 |  | 28.43 |  | 32.54 |  | 29.57 |  | 25.83 |  | 30.21 |  | 27.45 |  | 23.98 |  | 28.43 |  | 25.83 |  | 22.56 |  | 27 |  | 24.53 |  | 21.43 |  | 25.83 |  | 23.47 |  | 20.5 |  | 23.98 |  | 21.78 |  | 19.03
600 | S250-118 | (50ksi) | 16 | 53.72 |  | 42.64 |  | 37.25 |  | 37.25 |  | 33.84 |  | 29.57 |  | 32.54 |  | 29.57 |  | 25.83 |  | 29.57 |  | 26.86 |  | 23.47 |  | 27.45 |  | 24.94 |  | 21.78 |  | 25.83 |  | 23.47 |  | 20.5 |  | 24.53 |  | 22.29 |  | 19.47 |  | 23.47 |  | 21.32 |  | 18.63 |  | 21.78 |  | 19.79 |  | 17.29
|  |  | 24 | 46.93 |  | 37.25 |  | 32.54 |  | 32.54 |  | 29.57 |  | 25.83 |  | 28.43 |  | 25.83 |  | 22.56 |  | 25.83 |  | 23.47 |  | 20.5 |  | 23.98 |  | 21.78 |  | 19.03 |  | 22.56 |  | 20.5 |  | 17.91 |  | 21.43 |  | 19.47 |  | 17.01 |  | 20.5 |  | 18.63 |  | 16.27 |  | 19.03 |  | 17.29 |  | 15.1
600S300-054 |  |  | 12 | 46.93 |  | 37.24 |  | 32.54 |  | 32.54 |  | 29.56 |  | 25.82 |  | 28.42 |  | 25.82 |  | 22.56 |  | 25.82 |  | 23.46 |  | 20.5 |  | 23.97 |  | 21.78 |  | 19.03 |  | 22.56 |  | 20.5 |  | 17.91 |  | 21.43 |  | 19.47 |  | 17.01 |  | 20.5 |  | 18.62 |  | 16.27 |  | 19.03 |  | 17.29 |  | 15.1
600 | S300-054 | (50ksi) | 16 | 42.63 |  | 33.84 |  | 29.56 |  | 29.56 |  | 26.86 |  | 23.46 |  | 25.82 |  | 23.46 |  | 20.5 |  | 23.46 |  | 21.32 |  | 18.62 |  | 21.78 |  | 19.79 |  | 17.29 |  | 20.5 |  | 18.62 |  | 16.27 |  | 19.47 |  | 17.69 |  | 15.45 |  | 18.62 |  | 16.92 |  | 14.78 |  | 17.29 |  | 15.71 |  | 13.72
|  |  | 24 | 37.24 |  | 29.56 |  | 25.82 |  | 25.82 |  | 23.46 |  | 20.5 |  | 22.56 |  | 20.5 |  | 17.91 |  | 20.5 |  | 18.62 |  | 16.27 |  | 19.03 |  | 17.29 |  | 15.1 |  | 17.91 |  | 16.27 |  | 14.21 |  | 17.01 |  | 15.45 |  | 13.5 |  | 16.19 |  | 14.78 |  | 12.91 |  | 14.48 |  | 13.72 |  | 11.99
600S300-068 |  |  | 12 | 51.71 |  | 41.04 |  | 35.85 |  | 35.85 |  | 32.57 |  | 28.45 |  | 31.32 |  | 28.45 |  | 24.86 |  | 28.45 |  | 25.85 |  | 22.58 |  | 26.42 |  | 24 |  | 20.97 |  | 24.86 |  | 22.58 |  | 19.73 |  | 23.61 |  | 21.45 |  | 18.74 |  | 22.58 |  | 20.52 |  | 17.93 |  | 20.97 |  | 19.05 |  | 16.64
600 | S300-068 | (50ksi) | 16 | 46.98 |  | 37.29 |  | 32.57 |  | 32.57 |  | 29.59 |  | 25.85 |  | 28.45 |  | 25.85 |  | 22.58 |  | 25.85 |  | 23.49 |  | 20.52 |  | 24 |  | 21.81 |  | 19.05 |  | 22.58 |  | 20.52 |  | 17.93 |  | 21.45 |  | 19.49 |  | 17.03 |  | 20.52 |  | 18.64 |  | 16.29 |  | 19.05 |  | 17.31 |  | 15.12
|  |  | 24 | 41.04 |  | 32.57 |  | 28.45 |  | 28.45 |  | 25.85 |  | 22.58 |  | 24.86 |  | 22.58 |  | 19.73 |  | 22.58 |  | 20.52 |  | 17.93 |  | 20.97 |  | 19.05 |  | 16.64 |  | 19.73 |  | 17.93 |  | 15.66 |  | 18.74 |  | 17.03 |  | 14.87 |  | 17.93 |  | 16.29 |  | 14.23 |  | 16.64 |  | 15.12 |  | 13.21
600S300-097 |  |  | 12 | 58.21 |  | 46.2 |  | 40.36 |  | 40.36 |  | 36.67 |  | 32.03 |  | 35.26 |  | 32.03 |  | 27.98 |  | 32.03 |  | 29.1 |  | 25.42 |  | 29.74 |  | 27.02 |  | 23.6 |  | 27.98 |  | 25.42 |  | 22.21 |  | 26.58 |  | 24.15 |  | 21.1 |  | 25.42 |  | 23.1 |  | 20.18 |  | 23.6 |  | 21.44 |  | 18.73
600 | S300-097 | (50ksi) | 16 | 52.88 |  | 41.97 |  | 36.67 |  | 36.67 |  | 33.31 |  | 29.1 |  | 32.03 |  | 29.1 |  | 25.42 |  | 29.1 |  | 26.44 |  | 23.1 |  | 27.02 |  | 24.55 |  | 21.44 |  | 25.42 |  | 23.1 |  | 20.18 |  | 24.15 |  | 21.94 |  | 19.17 |  | 23.1 |  | 20.99 |  | 18.33 |  | 21.44 |  | 19.48 |  | 17.02
|  |  | 24 | 46.2 |  | 36.67 |  | 32.03 |  | 32.03 |  | 29.1 |  | 25.42 |  | 27.98 |  | 25.42 |  | 22.21 |  | 25.42 |  | 23.1 |  | 20.18 |  | 23.6 |  | 21.44 |  | 18.73 |  | 22.21 |  | 20.18 |  | 17.63 |  | 21.1 |  | 19.17 |  | 16.74 |  | 20.18 |  | 18.33 |  | 16.02 |  | 18.73 |  | 17.02 |  | 14.87
600S300-118 |  |  | 12 | 61.7 |  | 48.97 |  | 42.78 |  | 42.78 |  | 38.87 |  | 33.95 |  | 37.37 |  | 33.95 |  | 29.66 |  | 33.95 |  | 30.85 |  | 26.95 |  | 31.52 |  | 28.64 |  | 25.02 |  | 29.66 |  | 26.95 |  | 23.54 |  | 28.18 |  | 25.6 |  | 22.36 |  | 26.95 |  | 24.48 |  | 21.39 |  | 25.02 |  | 22.73 |  | 19.86
600 | S300-118 | (50ksi) | 16 | 56.06 |  | 44.49 |  | 38.87 |  | 38.87 |  | 35.31 |  | 30.85 |  | 33.95 |  | 30.85 |  | 26.95 |  | 30.85 |  | 28.03 |  | 24.48 |  | 28.64 |  | 26.02 |  | 22.73 |  | 26.95 |  | 24.48 |  | 21.39 |  | 25.6 |  | 23.26 |  | 20.32 |  | 24.48 |  | 22.25 |  | 19.43 |  | 22.73 |  | 20.65 |  | 18.04
|  |  | 24 | 48.97 |  | 38.87 |  | 33.95 |  | 33.95 |  | 30.85 |  | 26.95 |  | 29.66 |  | 26.95 |  | 23.54 |  | 26.95 |  | 24.48 |  | 21.39 |  | 25.02 |  | 22.73 |  | 19.86 |  | 23.54 |  | 21.39 |  | 18.69 |  | 22.36 |  | 20.32 |  | 17.75 |  | 21.39 |  | 19.43 |  | 16.98 |  | 19.86 |  | 18.04 |  | 15.76
600S350-054 |  |  | 12 | 49.58 |  | 39.35 |  | 34.38 |  | 34.38 |  | 31.23 |  | 27.28 |  | 30.03 |  | 27.28 |  | 23.84 |  | 27.28 |  | 24.79 |  | 21.66 |  | 25.33 |  | 23.01 |  | 20.1 |  | 23.84 |  | 21.66 |  | 18.92 |  | 22.64 |  | 20.57 |  | 17.97 |  | 21.66 |  | 19.68 |  | 17.19 |  | 20.1 |  | 18.26 |  | 15.96
600 | S350-054 | (50ksi) | 16 | 45.05 |  | 35.75 |  | 31.23 |  | 31.23 |  | 28.38 |  | 24.79 |  | 27.28 |  | 24.79 |  | 21.66 |  | 24.79 |  | 22.52 |  | 19.68 |  | 23.01 |  | 20.91 |  | 18.26 |  | 21.66 |  | 19.68 |  | 17.19 |  | 20.57 |  | 18.69 |  | 16.33 |  | 19.68 |  | 17.88 |  | 15.62 |  | 18.26 |  | 16.59 |  | 14.5
|  |  | 24 | 39.35 |  | 31.23 |  | 27.28 |  | 27.28 |  | 24.79 |  | 21.66 |  | 23.84 |  | 21.66 |  | 18.92 |  | 21.66 |  | 19.68 |  | 17.19 |  | 20.1 |  | 18.26 |  | 15.96 |  | 18.92 |  | 17.19 |  | 15.02 |  | 17.97 |  | 16.33 |  | 14.26 |  | 17.19 |  | 15.62 |  | 13.64 |  | 15.68 |  | 14.5 |  | 12.66
600S350-068 |  |  | 12 | 53.51 |  | 42.47 |  | 37.1 |  | 37.1 |  | 33.71 |  | 29.45 |  | 32.41 |  | 29.45 |  | 25.72 |  | 29.45 |  | 26.75 |  | 23.37 |  | 27.34 |  | 24.84 |  | 21.7 |  | 25.72 |  | 23.37 |  | 20.42 |  | 24.44 |  | 22.2 |  | 19.39 |  | 23.37 |  | 21.23 |  | 18.55 |  | 21.7 |  | 19.71 |  | 17.22
600 | S350-068 | (50ksi) | 16 | 48.61 |  | 38.59 |  | 33.71 |  | 33.71 |  | 30.63 |  | 26.75 |  | 29.45 |  | 26.75 |  | 23.37 |  | 26.75 |  | 24.31 |  | 21.23 |  | 24.84 |  | 22.56 |  | 19.71 |  | 23.37 |  | 21.23 |  | 18.55 |  | 22.2 |  | 20.17 |  | 17.62 |  | 21.23 |  | 19.29 |  | 16.85 |  | 19.71 |  | 17.91 |  | 15.65
|  |  | 24 | 42.47 |  | 33.71 |  | 29.45 |  | 29.45 |  | 26.75 |  | 23.37 |  | 25.72 |  | 23.37 |  | 20.42 |  | 23.37 |  | 21.23 |  | 18.55 |  | 21.7 |  | 19.71 |  | 17.22 |  | 20.42 |  | 18.55 |  | 16.2 |  | 19.39 |  | 17.62 |  | 15.39 |  | 18.55 |  | 16.85 |  | 14.72 |  | 17.22 |  | 15.65 |  | 13.67
600S350-097 |  |  | 12 | 60.35 |  | 47.9 |  | 41.84 |  | 41.84 |  | 38.02 |  | 33.21 |  | 36.55 |  | 33.21 |  | 29.01 |  | 33.21 |  | 30.18 |  | 26.36 |  | 30.83 |  | 28.01 |  | 24.47 |  | 29.01 |  | 26.36 |  | 23.03 |  | 27.56 |  | 25.04 |  | 21.87 |  | 26.36 |  | 23.95 |  | 20.92 |  | 24.47 |  | 22.23 |  | 19.42
600 | S350-097 | (50ksi) | 16 | 54.83 |  | 43.52 |  | 38.02 |  | 38.02 |  | 34.54 |  | 30.18 |  | 33.21 |  | 30.18 |  | 26.36 |  | 30.18 |  | 27.42 |  | 23.95 |  | 28.01 |  | 25.45 |  | 22.23 |  | 26.36 |  | 23.95 |  | 20.92 |  | 25.04 |  | 22.75 |  | 19.87 |  | 23.95 |  | 21.76 |  | 19.01 |  | 22.23 |  | 20.2 |  | 17.65
|  |  | 24 | 47.9 |  | 38.02 |  | 33.21 |  | 33.21 |  | 30.18 |  | 26.36 |  | 29.01 |  | 26.36 |  | 23.03 |  | 26.36 |  | 23.95 |  | 20.92 |  | 24.47 |  | 22.23 |  | 19.42 |  | 23.03 |  | 20.92 |  | 18.28 |  | 21.87 |  | 19.87 |  | 17.36 |  | 20.92 |  | 19.01 |  | 16.61 |  | 19.42 |  | 17.65 |  | 15.42
600S350-118 |  |  | 12 | 64.2 |  | 50.95 |  | 44.51 |  | 44.51 |  | 40.44 |  | 35.33 |  | 38.89 |  | 35.33 |  | 30.86 |  | 35.33 |  | 32.1 |  | 28.04 |  | 32.8 |  | 29.8 |  | 26.03 |  | 30.86 |  | 28.04 |  | 24.5 |  | 29.32 |  | 26.64 |  | 23.27 |  | 28.04 |  | 25.48 |  | 22.26 |  | 26.03 |  | 23.65 |  | 20.66
600 | S350-118 | (50ksi) | 16 | 58.33 |  | 46.29 |  | 40.44 |  | 40.44 |  | 36.74 |  | 32.1 |  | 35.33 |  | 32.1 |  | 28.04 |  | 32.1 |  | 29.16 |  | 25.48 |  | 29.8 |  | 27.07 |  | 23.65 |  | 28.04 |  | 25.48 |  | 22.26 |  | 26.64 |  | 24.2 |  | 21.14 |  | 25.48 |  | 23.15 |  | 20.22 |  | 23.65 |  | 21.49 |  | 18.77
|  |  | 24 | 50.95 |  | 40.44 |  | 35.33 |  | 35.33 |  | 32.1 |  | 28.04 |  | 30.86 |  | 28.04 |  | 24.5 |  | 28.04 |  | 25.48 |  | 22.26 |  | 26.03 |  | 23.65 |  | 20.66 |  | 24.5 |  | 22.26 |  | 19.44 |  | 23.27 |  | 21.14 |  | 18.47 |  | 22.26 |  | 20.22 |  | 17.66 |  | 20.66 |  | 18.77 |  | 16.4
800S125-033 |  |  | 12 | 36.32 |  | 32.74 |  | 28.6 |  | 25.68 |  | 25.68 |  | 22.7 |  | 20.97 |  | 20.97 |  | 19.83 |  | 18.16 |  | 18.16 |  | 18.02 |  | 16.24 |  | 16.24 |  | 16.24 |  | 14.83 |  | 14.83 |  | 14.83 |  | 13.73 |  | 13.73 |  | 13.73 |  | 12.84 |  | 12.84 |  | 12.84 |  | 11.49 |  | 11.49 |  | 11.49
800 | S125-033 |  | 16 | 31.46 |  | 29.75 |  | 25.99 |  | 22.24 |  | 22.24 |  | 20.63 |  | 18.16 |  | 18.16 |  | 18.02 |  | 15.73 |  | 15.73 |  | 15.73 |  | 14.07 |  | 14.07 |  | 14.07 |  | 12.84 |  | 12.84 |  | 12.84 |  | 11.89 |  | 11.89 |  | 11.89 |  | 11.12 |  | 11.12 |  | 11.12 |  | 9.95 |  | 9.95 |  | 9.95
|  |  | 24 | 25.68 |  | 25.68 |  | 22.7 |  | 18.16 |  | 18.16 |  | 18.02 |  | 14.83 |  | 14.83 |  | 14.83 |  | 12.84 |  | 12.84 |  | 12.84 |  | 11.49 |  | 11.49 |  | 11.49 |  | 10.49 |  | 10.49 |  | 10.49 |  | 9.71 |  | 9.71 |  | 9.71 |  | 9.08 |  | 9.08 |  | 9.08 |  | 8.12 |  | 8.12 |  | 8.12
800S125-043 |  |  | 12 | 44.51 |  | 36.22 |  | 31.64 |  | 31.47 |  | 28.75 |  | 25.11 |  | 25.7 |  | 25.11 |  | 21.94 |  | 22.25 |  | 22.25 |  | 19.93 |  | 19.91 |  | 19.91 |  | 18.5 |  | 18.17 |  | 18.17 |  | 17.41 |  | 16.82 |  | 16.82 |  | 16.54 |  | 15.74 |  | 15.74 |  | 15.74 |  | 14.08 |  | 14.08 |  | 14.08
800 | S125-043 |  | 16 | 38.55 |  | 32.91 |  | 28.75 |  | 27.26 |  | 26.12 |  | 22.82 |  | 22.25 |  | 22.25 |  | 19.93 |  | 19.27 |  | 19.27 |  | 18.11 |  | 17.24 |  | 17.24 |  | 16.81 |  | 15.74 |  | 15.74 |  | 15.74 |  | 14.57 |  | 14.57 |  | 14.57 |  | 13.63 |  | 13.63 |  | 13.63 |  | 12.19 |  | 12.19 |  | 12.19
|  |  | 24 | 31.47 |  | 28.75 |  | 25.11 |  | 22.25 |  | 22.25 |  | 19.93 |  | 18.17 |  | 18.17 |  | 17.41 |  | 15.74 |  | 15.74 |  | 15.74 |  | 14.08 |  | 14.08 |  | 14.08 |  | 12.85 |  | 12.85 |  | 12.85 |  | 11.9 |  | 11.9 |  | 11.9 |  | 11.13 |  | 11.13 |  | 11.13 |  | 9.95 |  | 9.95 |  | 9.95
800S125-054 |  |  | 12 | 48.99 |  | 38.88 |  | 33.96 |  | 33.96 |  | 30.86 |  | 26.96 |  | 29.67 |  | 26.96 |  | 23.55 |  | 26.96 |  | 24.49 |  | 21.4 |  | 25.03 |  | 22.74 |  | 19.86 |  | 23.55 |  | 21.4 |  | 18.69 |  | 22.37 |  | 20.32 |  | 17.76 |  | 21.4 |  | 19.44 |  | 16.98 |  | 19.32 |  | 18.05 |  | 15.77
800 | S125-054 | (50ksi) | 16 | 44.51 |  | 35.32 |  | 30.86 |  | 30.86 |  | 28.04 |  | 24.49 |  | 26.96 |  | 24.49 |  | 21.4 |  | 24.49 |  | 22.25 |  | 19.44 |  | 22.74 |  | 20.66 |  | 18.05 |  | 21.4 |  | 19.44 |  | 16.98 |  | 19.99 |  | 18.47 |  | 16.13 |  | 18.7 |  | 17.66 |  | 15.43 |  | 16.73 |  | 16.4 |  | 14.32
|  |  | 24 | 38.88 |  | 30.86 |  | 26.96 |  | 26.96 |  | 24.49 |  | 21.4 |  | 23.55 |  | 21.4 |  | 18.69 |  | 21.4 |  | 19.44 |  | 16.98 |  | 19.32 |  | 18.05 |  | 15.77 |  | 17.63 |  | 16.98 |  | 14.84 |  | 16.32 |  | 16.13 |  | 14.09 |  | 15.27 |  | 15.27 |  | 13.48 |  | 13.66 |  | 13.66 |  | 12.51
800S125-068 |  |  | 12 | 52.98 |  | 42.05 |  | 36.74 |  | 36.74 |  | 33.38 |  | 29.16 |  | 32.09 |  | 29.16 |  | 25.47 |  | 29.16 |  | 26.49 |  | 23.14 |  | 27.07 |  | 24.59 |  | 21.48 |  | 25.47 |  | 23.14 |  | 20.22 |  | 24.2 |  | 21.98 |  | 19.2 |  | 23.14 |  | 21.03 |  | 18.37 |  | 21.48 |  | 19.52 |  | 17.05
800 | S125-068 | (50ksi) | 16 | 48.14 |  | 38.21 |  | 33.38 |  | 33.38 |  | 30.32 |  | 26.49 |  | 29.16 |  | 26.49 |  | 23.14 |  | 26.49 |  | 24.07 |  | 21.03 |  | 24.59 |  | 22.34 |  | 19.52 |  | 23.14 |  | 21.03 |  | 18.37 |  | 21.98 |  | 19.97 |  | 17.45 |  | 21.03 |  | 19.1 |  | 16.69 |  | 19.52 |  | 17.73 |  | 15.49
|  |  | 24 | 42.05 |  | 33.38 |  | 29.16 |  | 29.16 |  | 26.49 |  | 23.14 |  | 25.47 |  | 23.14 |  | 20.22 |  | 23.14 |  | 21.03 |  | 18.37 |  | 21.48 |  | 19.52 |  | 17.05 |  | 20.22 |  | 18.37 |  | 16.05 |  | 19.15 |  | 17.45 |  | 15.24 |  | 17.91 |  | 16.69 |  | 14.58 |  | 16.02 |  | 15.49 |  | 13.53
800S125-097 |  |  | 12 | 59.14 |  | 46.94 |  | 41 |  | 41 |  | 37.25 |  | 32.54 |  | 35.82 |  | 32.54 |  | 28.43 |  | 32.54 |  | 29.57 |  | 25.83 |  | 30.21 |  | 27.45 |  | 23.98 |  | 28.43 |  | 25.83 |  | 22.57 |  | 27.01 |  | 24.54 |  | 21.44 |  | 25.83 |  | 23.47 |  | 20.5 |  | 23.98 |  | 21.79 |  | 19.03
800 | S125-097 | (50ksi) | 16 | 53.73 |  | 42.65 |  | 37.25 |  | 37.25 |  | 33.85 |  | 29.57 |  | 32.54 |  | 29.57 |  | 25.83 |  | 29.57 |  | 26.87 |  | 23.47 |  | 27.45 |  | 24.94 |  | 21.79 |  | 25.83 |  | 23.47 |  | 20.5 |  | 24.54 |  | 22.29 |  | 19.48 |  | 23.47 |  | 21.32 |  | 18.63 |  | 21.79 |  | 19.79 |  | 17.29
|  |  | 24 | 46.94 |  | 37.25 |  | 32.54 |  | 32.54 |  | 29.57 |  | 25.83 |  | 28.43 |  | 25.83 |  | 22.57 |  | 25.83 |  | 23.47 |  | 20.5 |  | 23.98 |  | 21.79 |  | 19.03 |  | 22.57 |  | 20.5 |  | 17.91 |  | 21.44 |  | 19.48 |  | 17.01 |  | 20.5 |  | 18.63 |  | 16.27 |  | 19.03 |  | 17.29 |  | 15.11
800S125-118 |  |  | 12 | 63.33 |  | 50.27 |  | 43.91 |  | 43.91 |  | 39.9 |  | 34.85 |  | 38.36 |  | 34.85 |  | 30.45 |  | 34.85 |  | 31.67 |  | 27.66 |  | 32.36 |  | 29.4 |  | 25.68 |  | 30.45 |  | 27.66 |  | 24.17 |  | 28.92 |  | 26.28 |  | 22.96 |  | 27.66 |  | 25.13 |  | 21.96 |  | 25.68 |  | 23.33 |  | 20.38
800 | S125-118 | (50ksi) | 16 | 57.54 |  | 45.67 |  | 39.9 |  | 39.9 |  | 36.25 |  | 31.67 |  | 34.85 |  | 31.67 |  | 27.66 |  | 31.67 |  | 28.77 |  | 25.13 |  | 29.4 |  | 26.71 |  | 23.33 |  | 27.66 |  | 25.13 |  | 21.96 |  | 26.28 |  | 23.88 |  | 20.86 |  | 25.13 |  | 22.84 |  | 19.95 |  | 23.33 |  | 21.2 |  | 18.52
|  |  | 24 | 50.27 |  | 39.9 |  | 34.85 |  | 34.85 |  | 31.67 |  | 27.66 |  | 30.45 |  | 27.66 |  | 24.17 |  | 27.66 |  | 25.13 |  | 21.96 |  | 25.68 |  | 23.33 |  | 20.38 |  | 24.17 |  | 21.96 |  | 19.18 |  | 22.96 |  | 20.86 |  | 18.22 |  | 21.96 |  | 19.95 |  | 17.43 |  | 20.38 |  | 18.52 |  | 16.18
800S137-033 |  |  | 12 | 38.69 |  | 33.83 |  | 29.56 |  | 27.36 |  | 26.85 |  | 23.46 |  | 22.34 |  | 22.34 |  | 20.49 |  | 19.34 |  | 19.34 |  | 18.62 |  | 17.3 |  | 17.3 |  | 17.28 |  | 15.79 |  | 15.79 |  | 15.79 |  | 14.62 |  | 14.62 |  | 14.62 |  | 13.68 |  | 13.68 |  | 13.68 |  | 12.23 |  | 12.23 |  | 12.23
800 | S137-033 |  | 16 | 33.5 |  | 30.74 |  | 26.85 |  | 23.69 |  | 23.69 |  | 21.31 |  | 19.34 |  | 19.34 |  | 18.62 |  | 16.75 |  | 16.75 |  | 16.75 |  | 14.98 |  | 14.98 |  | 14.98 |  | 13.68 |  | 13.68 |  | 13.68 |  | 12.66 |  | 12.66 |  | 12.66 |  | 11.85 |  | 11.85 |  | 11.85 |  | 10.59 |  | 10.59 |  | 10.59
|  |  | 24 | 27.36 |  | 26.85 |  | 23.46 |  | 19.34 |  | 19.34 |  | 18.62 |  | 15.79 |  | 15.79 |  | 15.79 |  | 13.68 |  | 13.68 |  | 13.68 |  | 12.23 |  | 12.23 |  | 12.23 |  | 11.17 |  | 11.17 |  | 11.17 |  | 10.34 |  | 10.34 |  | 10.34 |  | 9.67 |  | 9.67 |  | 9.67 |  | 8.65 |  | 8.65 |  | 8.65
800S137-054 |  |  | 12 | 50.89 |  | 40.39 |  | 35.28 |  | 35.28 |  | 32.06 |  | 28 |  | 30.82 |  | 28 |  | 24.46 |  | 28 |  | 25.44 |  | 22.23 |  | 26 |  | 23.62 |  | 20.63 |  | 24.46 |  | 22.23 |  | 19.42 |  | 23.24 |  | 21.11 |  | 18.45 |  | 22.23 |  | 20.2 |  | 17.64 |  | 20.63 |  | 18.75 |  | 16.38
800 | S137-054 | (50ksi) | 16 | 46.24 |  | 36.7 |  | 32.06 |  | 32.06 |  | 29.13 |  | 25.44 |  | 28 |  | 25.44 |  | 22.23 |  | 25.44 |  | 23.12 |  | 20.2 |  | 23.62 |  | 21.46 |  | 18.75 |  | 22.23 |  | 20.2 |  | 17.64 |  | 21.11 |  | 19.18 |  | 16.76 |  | 20.2 |  | 18.35 |  | 16.03 |  | 18.13 |  | 17.03 |  | 14.88
|  |  | 24 | 40.39 |  | 32.06 |  | 28 |  | 28 |  | 25.44 |  | 22.23 |  | 24.46 |  | 22.23 |  | 19.42 |  | 22.23 |  | 20.2 |  | 17.64 |  | 20.63 |  | 18.75 |  | 16.38 |  | 19.11 |  | 17.64 |  | 15.41 |  | 17.69 |  | 16.76 |  | 14.64 |  | 16.55 |  | 16.03 |  | 14 |  | 14.8 |  | 14.8 |  | 13
800S137-068 |  |  | 12 | 55.24 |  | 43.84 |  | 38.3 |  | 38.3 |  | 34.8 |  | 30.4 |  | 33.46 |  | 30.4 |  | 26.56 |  | 30.4 |  | 27.62 |  | 24.13 |  | 28.22 |  | 25.64 |  | 22.4 |  | 26.56 |  | 24.13 |  | 21.08 |  | 25.23 |  | 22.92 |  | 20.02 |  | 24.13 |  | 21.92 |  | 19.15 |  | 22.4 |  | 20.35 |  | 17.78
800 | S137-068 | (50ksi) | 16 | 50.19 |  | 39.83 |  | 34.8 |  | 34.8 |  | 31.62 |  | 27.62 |  | 30.4 |  | 27.62 |  | 24.13 |  | 27.62 |  | 25.09 |  | 21.92 |  | 25.64 |  | 23.3 |  | 20.35 |  | 24.13 |  | 21.92 |  | 19.15 |  | 22.92 |  | 20.82 |  | 18.19 |  | 21.92 |  | 19.92 |  | 17.4 |  | 20.35 |  | 18.49 |  | 16.15
|  |  | 24 | 43.84 |  | 34.8 |  | 30.4 |  | 30.4 |  | 27.62 |  | 24.13 |  | 26.56 |  | 24.13 |  | 21.08 |  | 24.13 |  | 21.92 |  | 19.15 |  | 22.4 |  | 20.35 |  | 17.78 |  | 21.08 |  | 19.15 |  | 16.73 |  | 20.02 |  | 18.19 |  | 15.89 |  | 19.15 |  | 17.4 |  | 15.2 |  | 17.22 |  | 16.15 |  | 14.11
800S137-097 |  |  | 12 | 61.51 |  | 48.82 |  | 42.65 |  | 42.65 |  | 38.75 |  | 33.85 |  | 37.26 |  | 33.85 |  | 29.57 |  | 33.85 |  | 30.75 |  | 26.87 |  | 31.42 |  | 28.55 |  | 24.94 |  | 29.57 |  | 26.87 |  | 23.47 |  | 28.09 |  | 25.52 |  | 22.29 |  | 26.87 |  | 24.41 |  | 21.32 |  | 24.94 |  | 22.66 |  | 19.79
800 | S137-097 | (50ksi) | 16 | 55.88 |  | 44.35 |  | 38.75 |  | 38.75 |  | 35.2 |  | 30.75 |  | 33.85 |  | 30.75 |  | 26.87 |  | 30.75 |  | 27.94 |  | 24.41 |  | 28.55 |  | 25.94 |  | 22.66 |  | 26.87 |  | 24.41 |  | 21.32 |  | 25.52 |  | 23.19 |  | 20.26 |  | 24.41 |  | 22.18 |  | 19.37 |  | 22.66 |  | 20.59 |  | 17.98
|  |  | 24 | 48.82 |  | 38.75 |  | 33.85 |  | 33.85 |  | 30.75 |  | 26.87 |  | 29.57 |  | 26.87 |  | 23.47 |  | 26.87 |  | 24.41 |  | 21.32 |  | 24.94 |  | 22.66 |  | 19.79 |  | 23.47 |  | 21.32 |  | 18.63 |  | 22.29 |  | 20.26 |  | 17.69 |  | 21.32 |  | 19.37 |  | 16.92 |  | 19.79 |  | 17.98 |  | 15.71
800S137-118 |  |  | 12 | 65.64 |  | 52.1 |  | 45.51 |  | 45.51 |  | 41.35 |  | 36.12 |  | 39.76 |  | 36.12 |  | 31.56 |  | 36.12 |  | 32.82 |  | 28.67 |  | 33.53 |  | 30.47 |  | 26.62 |  | 31.56 |  | 28.67 |  | 25.05 |  | 29.98 |  | 27.23 |  | 23.79 |  | 28.67 |  | 26.05 |  | 22.76 |  | 26.62 |  | 24.18 |  | 21.12
800 | S137-118 | (50ksi) | 16 | 59.64 |  | 47.33 |  | 41.35 |  | 41.35 |  | 37.57 |  | 32.82 |  | 36.12 |  | 32.82 |  | 28.67 |  | 32.82 |  | 29.82 |  | 26.05 |  | 30.47 |  | 27.68 |  | 24.18 |  | 28.67 |  | 26.05 |  | 22.76 |  | 27.23 |  | 24.74 |  | 21.62 |  | 26.05 |  | 23.67 |  | 20.68 |  | 24.18 |  | 21.97 |  | 19.19
|  |  | 24 | 52.1 |  | 41.35 |  | 36.12 |  | 36.12 |  | 32.82 |  | 28.67 |  | 31.56 |  | 28.67 |  | 25.05 |  | 28.67 |  | 26.05 |  | 22.76 |  | 26.62 |  | 24.18 |  | 21.12 |  | 25.05 |  | 22.76 |  | 19.88 |  | 23.79 |  | 21.62 |  | 18.88 |  | 22.76 |  | 20.68 |  | 18.06 |  | 21.12 |  | 19.19 |  | 16.77
800S162-033 |  |  | 12 | 39.45 |  | 35.01 |  | 30.58 |  | 27.89 |  | 27.79 |  | 24.28 |  | 22.78 |  | 22.78 |  | 21.21 |  | 19.72 |  | 19.72 |  | 19.27 |  | 17.64 |  | 17.64 |  | 17.64 |  | 16.1 |  | 16.1 |  | 16.1 |  | 14.91 |  | 14.91 |  | 14.91 |  | 13.95 |  | 13.95 |  | 13.95 |  | 12.47 |  | 12.47 |  | 12.47
800 | S162-033 |  | 16 | 34.16 |  | 31.81 |  | 27.79 |  | 24.16 |  | 24.16 |  | 22.06 |  | 19.72 |  | 19.72 |  | 19.27 |  | 17.08 |  | 17.08 |  | 17.08 |  | 15.28 |  | 15.28 |  | 15.28 |  | 13.95 |  | 13.95 |  | 13.95 |  | 12.91 |  | 12.91 |  | 12.91 |  | 12.08 |  | 12.08 |  | 12.08 |  | 10.8 |  | 10.8 |  | 10.8
|  |  | 24 | 27.89 |  | 27.79 |  | 24.28 |  | 19.72 |  | 19.72 |  | 19.27 |  | 16.1 |  | 16.1 |  | 16.1 |  | 13.95 |  | 13.95 |  | 13.95 |  | 12.47 |  | 12.47 |  | 12.47 |  | 11.39 |  | 11.39 |  | 11.39 |  | 10.54 |  | 10.54 |  | 10.54 |  | 9.86 |  | 9.86 |  | 9.86 |  | 8.82 |  | 8.82 |  | 8.82
800S162-043 |  |  | 12 | 49.07 |  | 38.95 |  | 34.02 |  | 34.02 |  | 30.91 |  | 27 |  | 29.65 |  | 27 |  | 23.59 |  | 25.68 |  | 24.53 |  | 21.43 |  | 22.97 |  | 22.78 |  | 19.9 |  | 20.97 |  | 20.97 |  | 18.72 |  | 19.41 |  | 19.41 |  | 17.79 |  | 18.16 |  | 18.16 |  | 17.01 |  | 16.24 |  | 16.24 |  | 15.79
800 | S162-043 |  | 16 | 44.47 |  | 35.38 |  | 30.91 |  | 30.91 |  | 28.09 |  | 24.53 |  | 25.68 |  | 24.53 |  | 21.43 |  | 22.24 |  | 22.24 |  | 19.47 |  | 19.89 |  | 19.89 |  | 18.08 |  | 18.16 |  | 18.16 |  | 17.01 |  | 16.81 |  | 16.81 |  | 16.16 |  | 15.72 |  | 15.72 |  | 15.46 |  | 14.06 |  | 14.06 |  | 14.06
|  |  | 24 | 36.31 |  | 30.91 |  | 27 |  | 25.68 |  | 24.53 |  | 21.43 |  | 20.97 |  | 20.97 |  | 18.72 |  | 18.16 |  | 18.16 |  | 17.01 |  | 16.24 |  | 16.24 |  | 15.79 |  | 14.82 |  | 14.82 |  | 14.82 |  | 13.73 |  | 13.73 |  | 13.73 |  | 12.84 |  | 12.84 |  | 12.84 |  | 11.48 |  | 11.48 |  | 11.48
800S162-054 |  |  | 12 | 52.78 |  | 41.89 |  | 36.6 |  | 36.6 |  | 33.25 |  | 29.05 |  | 31.97 |  | 29.05 |  | 25.37 |  | 29.05 |  | 26.39 |  | 23.05 |  | 26.96 |  | 24.5 |  | 21.4 |  | 25.37 |  | 23.05 |  | 20.14 |  | 24.1 |  | 21.9 |  | 19.13 |  | 23.05 |  | 20.95 |  | 18.3 |  | 21.4 |  | 19.44 |  | 16.99
800 | S162-054 | (50ksi) | 16 | 47.95 |  | 38.06 |  | 33.25 |  | 33.25 |  | 30.21 |  | 26.39 |  | 29.05 |  | 26.39 |  | 23.05 |  | 26.39 |  | 23.98 |  | 20.95 |  | 24.5 |  | 22.26 |  | 19.44 |  | 23.05 |  | 20.95 |  | 18.3 |  | 21.9 |  | 19.9 |  | 17.38 |  | 20.95 |  | 19.03 |  | 16.62 |  | 18.99 |  | 17.67 |  | 15.43
|  |  | 24 | 41.89 |  | 33.25 |  | 29.05 |  | 29.05 |  | 26.39 |  | 23.05 |  | 25.37 |  | 23.05 |  | 20.14 |  | 23.05 |  | 20.95 |  | 18.3 |  | 21.4 |  | 19.44 |  | 16.99 |  | 20.02 |  | 18.3 |  | 15.98 |  | 18.54 |  | 17.38 |  | 15.18 |  | 17.34 |  | 16.62 |  | 14.52 |  | 15.51 |  | 15.43 |  | 13.48
800S162-068 |  |  | 12 | 57.08 |  | 45.3 |  | 39.58 |  | 39.58 |  | 35.96 |  | 31.41 |  | 34.57 |  | 31.41 |  | 27.44 |  | 31.41 |  | 28.54 |  | 24.93 |  | 29.16 |  | 26.49 |  | 23.14 |  | 27.44 |  | 24.93 |  | 21.78 |  | 26.07 |  | 23.68 |  | 20.69 |  | 24.93 |  | 22.65 |  | 19.79 |  | 23.14 |  | 21.03 |  | 18.37
800 | S162-068 | (50ksi) | 16 | 51.86 |  | 41.16 |  | 35.96 |  | 35.96 |  | 32.67 |  | 28.54 |  | 31.41 |  | 28.54 |  | 24.93 |  | 28.54 |  | 25.93 |  | 22.65 |  | 26.49 |  | 24.07 |  | 21.03 |  | 24.93 |  | 22.65 |  | 19.79 |  | 23.68 |  | 21.52 |  | 18.8 |  | 22.65 |  | 20.58 |  | 17.98 |  | 21.03 |  | 19.11 |  | 16.69
|  |  | 24 | 45.3 |  | 35.96 |  | 31.41 |  | 31.41 |  | 28.54 |  | 24.93 |  | 27.44 |  | 24.93 |  | 21.78 |  | 24.93 |  | 22.65 |  | 19.79 |  | 23.14 |  | 21.03 |  | 18.37 |  | 21.78 |  | 19.79 |  | 17.29 |  | 20.69 |  | 18.8 |  | 16.42 |  | 19.79 |  | 17.98 |  | 15.71 |  | 18.16 |  | 16.69 |  | 14.58
800S162-097 |  |  | 12 | 63.82 |  | 50.65 |  | 44.25 |  | 44.25 |  | 40.2 |  | 35.12 |  | 38.65 |  | 35.12 |  | 30.68 |  | 35.12 |  | 31.91 |  | 27.87 |  | 32.6 |  | 29.62 |  | 25.88 |  | 30.68 |  | 27.87 |  | 24.35 |  | 29.14 |  | 26.48 |  | 23.13 |  | 27.87 |  | 25.33 |  | 22.12 |  | 25.88 |  | 23.51 |  | 20.54
800 | S162-097 | (50ksi) | 16 | 57.98 |  | 46.02 |  | 40.2 |  | 40.2 |  | 36.53 |  | 31.91 |  | 35.12 |  | 31.91 |  | 27.87 |  | 31.91 |  | 28.99 |  | 25.33 |  | 29.62 |  | 26.91 |  | 23.51 |  | 27.87 |  | 25.33 |  | 22.12 |  | 26.48 |  | 24.06 |  | 21.02 |  | 25.33 |  | 23.01 |  | 20.1 |  | 23.51 |  | 21.36 |  | 18.66
|  |  | 24 | 50.65 |  | 40.2 |  | 35.12 |  | 35.12 |  | 31.91 |  | 27.87 |  | 30.68 |  | 27.87 |  | 24.35 |  | 27.87 |  | 25.33 |  | 22.12 |  | 25.88 |  | 23.51 |  | 20.54 |  | 24.35 |  | 22.12 |  | 19.33 |  | 23.13 |  | 21.02 |  | 18.36 |  | 22.12 |  | 20.1 |  | 17.56 |  | 20.54 |  | 18.66 |  | 16.3
800S162-118 |  |  | 12 | 67.81 |  | 53.82 |  | 47.02 |  | 47.02 |  | 42.72 |  | 37.32 |  | 41.07 |  | 37.32 |  | 32.6 |  | 37.32 |  | 33.91 |  | 29.62 |  | 34.64 |  | 31.48 |  | 27.5 |  | 32.6 |  | 29.62 |  | 25.88 |  | 30.97 |  | 28.14 |  | 24.58 |  | 29.62 |  | 26.91 |  | 23.51 |  | 27.5 |  | 24.98 |  | 21.82
800 | S162-118 | (50ksi) | 16 | 61.61 |  | 48.9 |  | 42.72 |  | 42.72 |  | 38.81 |  | 33.91 |  | 37.32 |  | 33.91 |  | 29.62 |  | 33.91 |  | 30.81 |  | 26.91 |  | 31.48 |  | 28.6 |  | 24.98 |  | 29.62 |  | 26.91 |  | 23.51 |  | 28.14 |  | 25.56 |  | 22.33 |  | 26.91 |  | 24.45 |  | 21.36 |  | 24.98 |  | 22.7 |  | 19.83
|  |  | 24 | 53.82 |  | 42.72 |  | 37.32 |  | 37.32 |  | 33.91 |  | 29.62 |  | 32.6 |  | 29.62 |  | 25.88 |  | 29.62 |  | 26.91 |  | 23.51 |  | 27.5 |  | 24.98 |  | 21.82 |  | 25.88 |  | 23.51 |  | 20.54 |  | 24.58 |  | 22.33 |  | 19.51 |  | 23.51 |  | 21.36 |  | 18.66 |  | 21.82 |  | 19.83 |  | 17.32
800S200-033 |  |  | 12 | 40.79 |  | 36.85 |  | 32.2 |  | 28.84 |  | 28.84 |  | 25.55 |  | 23.55 |  | 23.55 |  | 22.32 |  | 20.4 |  | 20.4 |  | 20.28 |  | 18.24 |  | 18.24 |  | 18.24 |  | 16.65 |  | 16.65 |  | 16.65 |  | 15.42 |  | 15.42 |  | 15.42 |  | 14.42 |  | 14.42 |  | 14.42 |  | 12.9 |  | 12.9 |  | 12.9
800 | S200-033 |  | 16 | 35.33 |  | 33.48 |  | 29.25 |  | 24.98 |  | 24.98 |  | 23.22 |  | 20.4 |  | 20.4 |  | 20.28 |  | 17.66 |  | 17.66 |  | 17.66 |  | 15.8 |  | 15.8 |  | 15.8 |  | 14.42 |  | 14.42 |  | 14.42 |  | 13.35 |  | 13.35 |  | 13.35 |  | 12.49 |  | 12.49 |  | 12.49 |  | 11.17 |  | 11.17 |  | 11.17
|  |  | 24 | 28.84 |  | 28.84 |  | 25.55 |  | 20.4 |  | 20.4 |  | 20.28 |  | 16.65 |  | 16.65 |  | 16.65 |  | 14.42 |  | 14.42 |  | 14.42 |  | 12.9 |  | 12.9 |  | 12.9 |  | 11.78 |  | 11.78 |  | 11.78 |  | 10.9 |  | 10.9 |  | 10.9 |  | 10.2 |  | 10.2 |  | 10.2 |  | 9.12 |  | 9.12 |  | 9.12
800S200-043 |  |  | 12 | 51.37 |  | 40.77 |  | 35.62 |  | 35.62 |  | 32.36 |  | 28.27 |  | 31.11 |  | 28.27 |  | 24.69 |  | 27.4 |  | 25.68 |  | 22.44 |  | 24.51 |  | 23.84 |  | 20.83 |  | 22.37 |  | 22.37 |  | 19.6 |  | 20.71 |  | 20.71 |  | 18.62 |  | 19.38 |  | 19.38 |  | 17.81 |  | 17.33 |  | 17.33 |  | 16.53
800 | S200-043 |  | 16 | 46.67 |  | 37.04 |  | 32.36 |  | 32.36 |  | 29.4 |  | 25.68 |  | 27.4 |  | 25.68 |  | 22.44 |  | 23.73 |  | 23.34 |  | 20.39 |  | 21.23 |  | 21.23 |  | 18.92 |  | 19.38 |  | 19.38 |  | 17.81 |  | 17.94 |  | 17.94 |  | 16.92 |  | 16.78 |  | 16.78 |  | 16.18 |  | 15.01 |  | 15.01 |  | 15.01
|  |  | 24 | 38.75 |  | 32.36 |  | 28.27 |  | 27.4 |  | 25.68 |  | 22.44 |  | 22.37 |  | 22.37 |  | 19.6 |  | 19.38 |  | 19.38 |  | 17.81 |  | 17.33 |  | 17.33 |  | 16.53 |  | 15.82 |  | 15.82 |  | 15.56 |  | 14.65 |  | 14.65 |  | 14.65 |  | 13.7 |  | 13.7 |  | 13.7 |  | 12.25 |  | 12.25 |  | 12.25
800S200-054 |  |  | 12 | 55.18 |  | 43.79 |  | 38.26 |  | 38.26 |  | 34.76 |  | 30.36 |  | 33.42 |  | 30.36 |  | 26.53 |  | 30.36 |  | 27.59 |  | 24.1 |  | 28.19 |  | 25.61 |  | 22.37 |  | 26.53 |  | 24.1 |  | 21.05 |  | 25.2 |  | 22.89 |  | 20 |  | 24.1 |  | 21.9 |  | 19.13 |  | 22.37 |  | 20.33 |  | 17.76
800 | S200-054 | (50ksi) | 16 | 50.13 |  | 39.79 |  | 34.76 |  | 34.76 |  | 31.58 |  | 27.59 |  | 30.36 |  | 27.59 |  | 24.1 |  | 27.59 |  | 25.07 |  | 21.9 |  | 25.61 |  | 23.27 |  | 20.33 |  | 24.1 |  | 21.9 |  | 19.13 |  | 22.89 |  | 20.8 |  | 18.17 |  | 21.9 |  | 19.89 |  | 17.38 |  | 20.26 |  | 18.47 |  | 16.13
|  |  | 24 | 43.79 |  | 34.76 |  | 30.36 |  | 30.36 |  | 27.59 |  | 24.1 |  | 26.53 |  | 24.1 |  | 21.05 |  | 24.1 |  | 21.9 |  | 19.13 |  | 22.37 |  | 20.33 |  | 17.76 |  | 21.05 |  | 19.13 |  | 16.71 |  | 19.77 |  | 18.17 |  | 15.87 |  | 18.5 |  | 17.38 |  | 15.18 |  | 16.54 |  | 16.13 |  | 14.09
800S200-068 |  |  | 12 | 59.5 |  | 47.23 |  | 41.26 |  | 41.26 |  | 37.48 |  | 32.75 |  | 36.04 |  | 32.75 |  | 28.61 |  | 32.75 |  | 29.75 |  | 25.99 |  | 30.4 |  | 27.62 |  | 24.13 |  | 28.61 |  | 25.99 |  | 22.7 |  | 27.17 |  | 24.69 |  | 21.57 |  | 25.99 |  | 23.61 |  | 20.63 |  | 24.13 |  | 21.92 |  | 19.15
800 | S200-068 | (50ksi) | 16 | 54.06 |  | 42.91 |  | 37.48 |  | 37.48 |  | 34.06 |  | 29.75 |  | 32.75 |  | 29.75 |  | 25.99 |  | 29.75 |  | 27.03 |  | 23.61 |  | 27.62 |  | 25.09 |  | 21.92 |  | 25.99 |  | 23.61 |  | 20.63 |  | 24.69 |  | 22.43 |  | 19.6 |  | 23.61 |  | 21.45 |  | 18.74 |  | 21.92 |  | 19.92 |  | 17.4
|  |  | 24 | 47.23 |  | 37.48 |  | 32.75 |  | 32.75 |  | 29.75 |  | 25.99 |  | 28.61 |  | 25.99 |  | 22.7 |  | 25.99 |  | 23.61 |  | 20.63 |  | 24.13 |  | 21.92 |  | 19.15 |  | 22.7 |  | 20.63 |  | 18.02 |  | 21.57 |  | 19.6 |  | 17.12 |  | 20.63 |  | 18.74 |  | 16.37 |  | 19.15 |  | 17.4 |  | 15.2
800S200-097 |  |  | 12 | 66.69 |  | 52.93 |  | 46.24 |  | 46.24 |  | 42.01 |  | 36.7 |  | 40.39 |  | 36.7 |  | 32.06 |  | 36.7 |  | 33.34 |  | 29.13 |  | 34.07 |  | 30.95 |  | 27.04 |  | 32.06 |  | 29.13 |  | 25.45 |  | 30.45 |  | 27.67 |  | 24.17 |  | 29.13 |  | 26.46 |  | 23.12 |  | 27.04 |  | 24.57 |  | 21.46
800 | S200-097 | (50ksi) | 16 | 60.59 |  | 48.09 |  | 42.01 |  | 42.01 |  | 38.17 |  | 33.34 |  | 36.7 |  | 33.34 |  | 29.13 |  | 33.34 |  | 30.29 |  | 26.46 |  | 30.95 |  | 28.12 |  | 24.57 |  | 29.13 |  | 26.46 |  | 23.12 |  | 27.67 |  | 25.14 |  | 21.96 |  | 26.46 |  | 24.04 |  | 21.01 |  | 24.57 |  | 22.32 |  | 19.5
|  |  | 24 | 52.93 |  | 42.01 |  | 36.7 |  | 36.7 |  | 33.34 |  | 29.13 |  | 32.06 |  | 29.13 |  | 25.45 |  | 29.13 |  | 26.46 |  | 23.12 |  | 27.04 |  | 24.57 |  | 21.46 |  | 25.45 |  | 23.12 |  | 20.2 |  | 24.17 |  | 21.96 |  | 19.18 |  | 23.12 |  | 21.01 |  | 18.35 |  | 21.46 |  | 19.5 |  | 17.03
800S200-118 |  |  | 12 | 71.02 |  | 56.37 |  | 49.25 |  | 49.25 |  | 44.74 |  | 39.09 |  | 43.02 |  | 39.09 |  | 34.14 |  | 39.09 |  | 35.51 |  | 31.02 |  | 36.28 |  | 32.97 |  | 28.8 |  | 34.14 |  | 31.02 |  | 27.1 |  | 32.43 |  | 29.47 |  | 25.74 |  | 31.02 |  | 28.19 |  | 24.62 |  | 28.8 |  | 26.17 |  | 22.86
800 | S200-118 | (50ksi) | 16 | 64.53 |  | 51.22 |  | 44.74 |  | 44.74 |  | 40.65 |  | 35.51 |  | 39.09 |  | 35.51 |  | 31.02 |  | 35.51 |  | 32.26 |  | 28.19 |  | 32.97 |  | 29.95 |  | 26.17 |  | 31.02 |  | 28.19 |  | 24.62 |  | 29.47 |  | 26.77 |  | 23.39 |  | 28.19 |  | 25.61 |  | 22.37 |  | 26.17 |  | 23.77 |  | 20.77
|  |  | 24 | 56.37 |  | 44.74 |  | 39.09 |  | 39.09 |  | 35.51 |  | 31.02 |  | 34.14 |  | 31.02 |  | 27.1 |  | 31.02 |  | 28.19 |  | 24.62 |  | 28.8 |  | 26.17 |  | 22.86 |  | 27.1 |  | 24.62 |  | 21.51 |  | 25.74 |  | 23.39 |  | 20.43 |  | 24.62 |  | 22.37 |  | 19.54 |  | 22.86 |  | 20.77 |  | 18.14
800S250-043 |  |  | 12 | 53.41 |  | 42.39 |  | 37.03 |  | 37.03 |  | 33.65 |  | 29.39 |  | 31.72 |  | 29.39 |  | 25.68 |  | 27.47 |  | 26.71 |  | 23.33 |  | 24.57 |  | 24.57 |  | 21.66 |  | 22.43 |  | 22.43 |  | 20.38 |  | 20.77 |  | 20.77 |  | 19.36 |  | 19.43 |  | 19.43 |  | 18.52 |  | 17.37 |  | 17.37 |  | 17.19
800 | S250-043 |  | 16 | 47.58 |  | 38.52 |  | 33.65 |  | 33.65 |  | 30.57 |  | 26.71 |  | 27.47 |  | 26.71 |  | 23.33 |  | 23.79 |  | 23.79 |  | 21.2 |  | 21.28 |  | 21.28 |  | 19.68 |  | 19.43 |  | 19.43 |  | 18.52 |  | 17.98 |  | 17.98 |  | 17.59 |  | 16.82 |  | 16.82 |  | 16.82 |  | 15.05 |  | 15.05 |  | 15.05
|  |  | 24 | 38.85 |  | 33.65 |  | 29.39 |  | 27.47 |  | 26.71 |  | 23.33 |  | 22.43 |  | 22.43 |  | 20.38 |  | 19.43 |  | 19.43 |  | 18.52 |  | 17.37 |  | 17.37 |  | 17.19 |  | 15.86 |  | 15.86 |  | 15.86 |  | 14.68 |  | 14.68 |  | 14.68 |  | 13.74 |  | 13.74 |  | 13.74 |  | 12.29 |  | 12.29 |  | 12.29
800S250-054 |  |  | 12 | 57.31 |  | 45.49 |  | 39.74 |  | 39.74 |  | 36.1 |  | 31.54 |  | 34.71 |  | 31.54 |  | 27.55 |  | 31.54 |  | 28.66 |  | 25.03 |  | 29.28 |  | 26.6 |  | 23.24 |  | 27.55 |  | 25.03 |  | 21.87 |  | 26.17 |  | 23.78 |  | 20.77 |  | 25.03 |  | 22.74 |  | 19.87 |  | 23.24 |  | 21.11 |  | 18.44
800 | S250-054 | (50ksi) | 16 | 52.07 |  | 41.33 |  | 36.1 |  | 36.1 |  | 32.8 |  | 28.66 |  | 31.54 |  | 28.66 |  | 25.03 |  | 28.66 |  | 26.04 |  | 22.74 |  | 26.6 |  | 24.17 |  | 21.11 |  | 25.03 |  | 22.74 |  | 19.87 |  | 23.78 |  | 21.6 |  | 18.87 |  | 22.74 |  | 20.66 |  | 18.05 |  | 20.49 |  | 19.18 |  | 16.76
|  |  | 24 | 45.49 |  | 36.1 |  | 31.54 |  | 31.54 |  | 28.66 |  | 25.03 |  | 27.55 |  | 25.03 |  | 21.87 |  | 25.03 |  | 22.74 |  | 19.87 |  | 23.24 |  | 21.11 |  | 18.44 |  | 21.6 |  | 19.87 |  | 17.36 |  | 19.99 |  | 18.87 |  | 16.49 |  | 18.7 |  | 18.05 |  | 15.77 |  | 16.73 |  | 16.73 |  | 14.64
800S250-068 |  |  | 12 | 62.25 |  | 49.41 |  | 43.16 |  | 43.16 |  | 39.21 |  | 34.26 |  | 37.7 |  | 34.26 |  | 29.93 |  | 34.26 |  | 31.12 |  | 27.19 |  | 31.8 |  | 28.89 |  | 25.24 |  | 29.93 |  | 27.19 |  | 23.75 |  | 28.43 |  | 25.83 |  | 22.56 |  | 27.19 |  | 24.7 |  | 21.58 |  | 25.24 |  | 22.93 |  | 20.03
800 | S250-068 | (50ksi) | 16 | 56.56 |  | 44.89 |  | 39.21 |  | 39.21 |  | 35.63 |  | 31.12 |  | 34.26 |  | 31.12 |  | 27.19 |  | 31.12 |  | 28.28 |  | 24.7 |  | 28.89 |  | 26.25 |  | 22.93 |  | 27.19 |  | 24.7 |  | 21.58 |  | 25.83 |  | 23.47 |  | 20.5 |  | 24.7 |  | 22.44 |  | 19.61 |  | 22.93 |  | 20.84 |  | 18.2
|  |  | 24 | 49.41 |  | 39.21 |  | 34.26 |  | 34.26 |  | 31.12 |  | 27.19 |  | 29.93 |  | 27.19 |  | 23.75 |  | 27.19 |  | 24.7 |  | 21.58 |  | 25.24 |  | 22.93 |  | 20.03 |  | 23.75 |  | 21.58 |  | 18.85 |  | 22.56 |  | 20.5 |  | 17.91 |  | 21.58 |  | 19.61 |  | 17.13 |  | 20.03 |  | 18.2 |  | 15.9
800S250-097 |  |  | 12 | 69.98 |  | 55.55 |  | 48.52 |  | 48.52 |  | 44.09 |  | 38.51 |  | 42.39 |  | 38.51 |  | 33.65 |  | 38.51 |  | 34.99 |  | 30.57 |  | 35.75 |  | 32.48 |  | 28.38 |  | 33.65 |  | 30.57 |  | 26.7 |  | 31.96 |  | 29.04 |  | 25.37 |  | 30.57 |  | 27.77 |  | 24.26 |  | 28.38 |  | 25.78 |  | 22.52
800 | S250-097 | (50ksi) | 16 | 63.59 |  | 50.47 |  | 44.09 |  | 44.09 |  | 40.06 |  | 34.99 |  | 38.51 |  | 34.99 |  | 30.57 |  | 34.99 |  | 31.79 |  | 27.77 |  | 32.48 |  | 29.51 |  | 25.78 |  | 30.57 |  | 27.77 |  | 24.26 |  | 29.04 |  | 26.38 |  | 23.05 |  | 27.77 |  | 25.23 |  | 22.04 |  | 25.78 |  | 23.43 |  | 20.46
|  |  | 24 | 55.55 |  | 44.09 |  | 38.51 |  | 38.51 |  | 34.99 |  | 30.57 |  | 33.65 |  | 30.57 |  | 26.7 |  | 30.57 |  | 27.77 |  | 24.26 |  | 28.38 |  | 25.78 |  | 22.52 |  | 26.7 |  | 24.26 |  | 21.2 |  | 25.37 |  | 23.05 |  | 20.13 |  | 24.26 |  | 22.04 |  | 19.26 |  | 22.52 |  | 20.46 |  | 17.88
800S250-118 |  |  | 12 | 74.22 |  | 58.91 |  | 51.46 |  | 51.46 |  | 46.75 |  | 40.84 |  | 44.95 |  | 40.84 |  | 35.68 |  | 40.84 |  | 37.11 |  | 32.42 |  | 37.91 |  | 34.45 |  | 30.09 |  | 35.68 |  | 32.42 |  | 28.32 |  | 33.89 |  | 30.79 |  | 26.9 |  | 32.42 |  | 29.45 |  | 25.73 |  | 30.09 |  | 27.34 |  | 23.88
800 | S250-118 | (50ksi) | 16 | 67.43 |  | 53.52 |  | 46.75 |  | 46.75 |  | 42.48 |  | 37.11 |  | 40.84 |  | 37.11 |  | 32.42 |  | 37.11 |  | 33.71 |  | 29.45 |  | 34.45 |  | 31.3 |  | 27.34 |  | 32.42 |  | 29.45 |  | 25.73 |  | 30.79 |  | 27.98 |  | 24.44 |  | 29.45 |  | 26.76 |  | 23.38 |  | 27.34 |  | 24.84 |  | 21.7
|  |  | 24 | 58.91 |  | 46.75 |  | 40.84 |  | 40.84 |  | 37.11 |  | 32.42 |  | 35.68 |  | 32.42 |  | 28.32 |  | 32.42 |  | 29.45 |  | 25.73 |  | 30.09 |  | 27.34 |  | 23.88 |  | 28.32 |  | 25.73 |  | 22.48 |  | 26.9 |  | 24.44 |  | 21.35 |  | 25.73 |  | 23.38 |  | 20.42 |  | 23.88 |  | 21.7 |  | 18.96
800S300-054 |  |  | 12 | 58.78 |  | 46.66 |  | 40.76 |  | 40.76 |  | 37.03 |  | 32.35 |  | 35.61 |  | 32.35 |  | 28.26 |  | 32.35 |  | 29.39 |  | 25.68 |  | 30.03 |  | 27.28 |  | 23.84 |  | 28.26 |  | 25.68 |  | 22.43 |  | 26.84 |  | 24.39 |  | 21.31 |  | 25.68 |  | 23.33 |  | 20.38 |  | 23.84 |  | 21.66 |  | 18.92
800 | S300-054 | (50ksi) | 16 | 53.41 |  | 42.39 |  | 37.03 |  | 37.03 |  | 33.64 |  | 29.39 |  | 32.35 |  | 29.39 |  | 25.68 |  | 29.39 |  | 26.7 |  | 23.33 |  | 27.28 |  | 24.79 |  | 21.66 |  | 25.68 |  | 23.33 |  | 20.38 |  | 24.39 |  | 22.16 |  | 19.36 |  | 23.11 |  | 21.19 |  | 18.52 |  | 20.67 |  | 19.68 |  | 17.19
|  |  | 24 | 46.66 |  | 37.03 |  | 32.35 |  | 32.35 |  | 29.39 |  | 25.68 |  | 28.26 |  | 25.68 |  | 22.43 |  | 25.68 |  | 23.33 |  | 20.38 |  | 23.84 |  | 21.66 |  | 18.92 |  | 21.79 |  | 20.38 |  | 17.8 |  | 20.17 |  | 19.36 |  | 16.91 |  | 18.87 |  | 18.52 |  | 16.17 |  | 16.88 |  | 16.88 |  | 15.02
800S300-068 |  |  | 12 | 64.44 |  | 51.15 |  | 44.68 |  | 44.68 |  | 40.6 |  | 35.47 |  | 39.03 |  | 35.47 |  | 30.98 |  | 35.47 |  | 32.22 |  | 28.15 |  | 32.92 |  | 29.91 |  | 26.13 |  | 30.98 |  | 28.15 |  | 24.59 |  | 29.43 |  | 26.74 |  | 23.36 |  | 28.15 |  | 25.58 |  | 22.34 |  | 26.13 |  | 23.74 |  | 20.74
800 | S300-068 | (50ksi) | 16 | 58.55 |  | 46.47 |  | 40.6 |  | 40.6 |  | 36.89 |  | 32.22 |  | 35.47 |  | 32.22 |  | 28.15 |  | 32.22 |  | 29.28 |  | 25.58 |  | 29.91 |  | 27.18 |  | 23.74 |  | 28.15 |  | 25.58 |  | 22.34 |  | 26.74 |  | 24.29 |  | 21.22 |  | 25.58 |  | 23.24 |  | 20.3 |  | 23.74 |  | 21.57 |  | 18.84
|  |  | 24 | 51.15 |  | 40.6 |  | 35.47 |  | 35.47 |  | 32.22 |  | 28.15 |  | 30.98 |  | 28.15 |  | 24.59 |  | 28.15 |  | 25.58 |  | 22.34 |  | 26.13 |  | 23.74 |  | 20.74 |  | 24.59 |  | 22.34 |  | 19.52 |  | 23.36 |  | 21.22 |  | 18.54 |  | 22.34 |  | 20.3 |  | 17.73 |  | 20.74 |  | 18.84 |  | 16.46
800S300-097 |  |  | 12 | 72.71 |  | 57.71 |  | 50.41 |  | 50.41 |  | 45.8 |  | 40.01 |  | 44.04 |  | 40.01 |  | 34.95 |  | 40.01 |  | 36.35 |  | 31.76 |  | 37.14 |  | 33.75 |  | 29.48 |  | 34.95 |  | 31.76 |  | 27.74 |  | 33.2 |  | 30.17 |  | 26.35 |  | 31.76 |  | 28.85 |  | 25.21 |  | 29.48 |  | 26.79 |  | 23.4
800 | S300-097 | (50ksi) | 16 | 66.06 |  | 52.43 |  | 45.8 |  | 45.8 |  | 41.61 |  | 36.35 |  | 40.01 |  | 36.35 |  | 31.76 |  | 36.35 |  | 33.03 |  | 28.85 |  | 33.75 |  | 30.66 |  | 26.79 |  | 31.76 |  | 28.85 |  | 25.21 |  | 30.17 |  | 27.41 |  | 23.94 |  | 28.85 |  | 26.22 |  | 22.9 |  | 26.79 |  | 24.34 |  | 21.26
|  |  | 24 | 57.71 |  | 45.8 |  | 40.01 |  | 40.01 |  | 36.35 |  | 31.76 |  | 34.95 |  | 31.76 |  | 27.74 |  | 31.76 |  | 28.85 |  | 25.21 |  | 29.48 |  | 26.79 |  | 23.4 |  | 27.74 |  | 25.21 |  | 22.02 |  | 26.35 |  | 23.94 |  | 20.92 |  | 25.21 |  | 22.9 |  | 20.01 |  | 23.4 |  | 21.26 |  | 18.57
800S300-118 |  |  | 12 | 77.15 |  | 61.24 |  | 53.5 |  | 53.5 |  | 48.6 |  | 42.46 |  | 46.73 |  | 42.46 |  | 37.09 |  | 42.46 |  | 38.58 |  | 33.7 |  | 39.42 |  | 35.81 |  | 31.28 |  | 37.09 |  | 33.7 |  | 29.44 |  | 35.23 |  | 32.01 |  | 27.97 |  | 33.7 |  | 30.62 |  | 26.75 |  | 31.28 |  | 28.42 |  | 24.83
800 | S300-118 | (50ksi) | 16 | 70.1 |  | 55.64 |  | 48.6 |  | 48.6 |  | 44.16 |  | 38.58 |  | 42.46 |  | 38.58 |  | 33.7 |  | 38.58 |  | 35.05 |  | 30.62 |  | 35.81 |  | 32.54 |  | 28.42 |  | 33.7 |  | 30.62 |  | 26.75 |  | 32.01 |  | 29.09 |  | 25.41 |  | 30.62 |  | 27.82 |  | 24.3 |  | 28.42 |  | 25.82 |  | 22.56
|  |  | 24 | 61.24 |  | 48.6 |  | 42.46 |  | 42.46 |  | 38.58 |  | 33.7 |  | 37.09 |  | 33.7 |  | 29.44 |  | 33.7 |  | 30.62 |  | 26.75 |  | 31.28 |  | 28.42 |  | 24.83 |  | 29.44 |  | 26.75 |  | 23.37 |  | 27.97 |  | 25.41 |  | 22.2 |  | 26.75 |  | 24.3 |  | 21.23 |  | 24.83 |  | 22.56 |  | 19.71
800S350-054 |  |  | 12 | 61.93 |  | 49.15 |  | 42.94 |  | 42.94 |  | 39.01 |  | 34.08 |  | 37.51 |  | 34.08 |  | 29.77 |  | 34.08 |  | 30.96 |  | 27.05 |  | 31.64 |  | 28.74 |  | 25.11 |  | 29.77 |  | 27.05 |  | 23.63 |  | 28.28 |  | 25.69 |  | 22.45 |  | 27.05 |  | 24.58 |  | 21.47 |  | 25.11 |  | 22.81 |  | 19.93
800 | S350-054 | (50ksi) | 16 | 56.27 |  | 44.66 |  | 39.01 |  | 39.01 |  | 35.44 |  | 30.96 |  | 34.08 |  | 30.96 |  | 27.05 |  | 30.96 |  | 28.13 |  | 24.58 |  | 28.74 |  | 26.12 |  | 22.81 |  | 27.05 |  | 24.58 |  | 21.47 |  | 25.69 |  | 23.35 |  | 20.39 |  | 24.58 |  | 22.33 |  | 19.51 |  | 22.45 |  | 20.73 |  | 18.11
|  |  | 24 | 49.15 |  | 39.01 |  | 34.08 |  | 34.08 |  | 30.96 |  | 27.05 |  | 29.77 |  | 27.05 |  | 23.63 |  | 27.05 |  | 24.58 |  | 21.47 |  | 25.11 |  | 22.81 |  | 19.93 |  | 23.63 |  | 21.47 |  | 18.76 |  | 21.91 |  | 20.39 |  | 17.82 |  | 20.5 |  | 19.51 |  | 17.04 |  | 18.33 |  | 18.11 |  | 15.82
800S350-068 |  |  | 12 | 66.52 |  | 52.79 |  | 46.12 |  | 46.12 |  | 41.9 |  | 36.61 |  | 40.29 |  | 36.61 |  | 31.98 |  | 36.61 |  | 33.26 |  | 29.05 |  | 33.98 |  | 30.87 |  | 26.97 |  | 31.98 |  | 29.05 |  | 25.38 |  | 30.38 |  | 27.6 |  | 24.11 |  | 29.05 |  | 26.4 |  | 23.06 |  | 26.97 |  | 24.5 |  | 21.41
800 | S350-068 | (50ksi) | 16 | 60.43 |  | 47.97 |  | 41.9 |  | 41.9 |  | 38.07 |  | 33.26 |  | 36.61 |  | 33.26 |  | 29.05 |  | 33.26 |  | 30.22 |  | 26.4 |  | 30.87 |  | 28.05 |  | 24.5 |  | 29.05 |  | 26.4 |  | 23.06 |  | 27.6 |  | 25.07 |  | 21.9 |  | 26.4 |  | 23.98 |  | 20.95 |  | 24.5 |  | 22.26 |  | 19.45
|  |  | 24 | 52.79 |  | 41.9 |  | 36.61 |  | 36.61 |  | 33.26 |  | 29.05 |  | 31.98 |  | 29.05 |  | 25.38 |  | 29.05 |  | 26.4 |  | 23.06 |  | 26.97 |  | 24.5 |  | 21.41 |  | 25.38 |  | 23.06 |  | 20.14 |  | 24.11 |  | 21.9 |  | 19.14 |  | 23.06 |  | 20.95 |  | 18.3 |  | 21.41 |  | 19.45 |  | 16.99
800S350-097 |  |  | 12 | 75.13 |  | 59.63 |  | 52.1 |  | 52.1 |  | 47.33 |  | 41.35 |  | 45.51 |  | 41.35 |  | 36.12 |  | 41.35 |  | 37.57 |  | 32.82 |  | 38.38 |  | 34.87 |  | 30.47 |  | 36.12 |  | 32.82 |  | 28.67 |  | 34.31 |  | 31.17 |  | 27.23 |  | 32.82 |  | 29.82 |  | 26.05 |  | 30.47 |  | 27.68 |  | 24.18
800 | S350-097 | (50ksi) | 16 | 68.26 |  | 54.18 |  | 47.33 |  | 47.33 |  | 43 |  | 37.57 |  | 41.35 |  | 37.57 |  | 32.82 |  | 37.57 |  | 34.13 |  | 29.82 |  | 34.87 |  | 31.69 |  | 27.68 |  | 32.82 |  | 29.82 |  | 26.05 |  | 31.17 |  | 28.32 |  | 24.74 |  | 29.82 |  | 27.09 |  | 23.67 |  | 27.68 |  | 25.15 |  | 21.97
|  |  | 24 | 59.63 |  | 47.33 |  | 41.35 |  | 41.35 |  | 37.57 |  | 32.82 |  | 36.12 |  | 32.82 |  | 28.67 |  | 32.82 |  | 29.82 |  | 26.05 |  | 30.47 |  | 27.68 |  | 24.18 |  | 28.67 |  | 26.05 |  | 22.75 |  | 27.23 |  | 24.74 |  | 21.61 |  | 26.05 |  | 23.67 |  | 20.67 |  | 24.18 |  | 21.97 |  | 19.19
800S350-118 |  |  | 12 | 80.06 |  | 63.54 |  | 55.51 |  | 55.51 |  | 50.44 |  | 44.06 |  | 48.49 |  | 44.06 |  | 38.49 |  | 44.06 |  | 40.03 |  | 34.97 |  | 40.9 |  | 37.16 |  | 32.46 |  | 38.49 |  | 34.97 |  | 30.55 |  | 36.56 |  | 33.22 |  | 29.02 |  | 34.97 |  | 31.77 |  | 27.76 |  | 32.46 |  | 29.49 |  | 25.77
800 | S350-118 | (50ksi) | 16 | 72.74 |  | 57.73 |  | 50.44 |  | 50.44 |  | 45.82 |  | 40.03 |  | 44.06 |  | 40.03 |  | 34.97 |  | 40.03 |  | 36.37 |  | 31.77 |  | 37.16 |  | 33.76 |  | 29.49 |  | 34.97 |  | 31.77 |  | 27.76 |  | 33.22 |  | 30.18 |  | 26.37 |  | 31.77 |  | 28.87 |  | 25.22 |  | 29.49 |  | 26.8 |  | 23.41
|  |  | 24 | 63.54 |  | 50.44 |  | 44.06 |  | 44.06 |  | 40.03 |  | 34.97 |  | 38.49 |  | 34.97 |  | 30.55 |  | 34.97 |  | 31.77 |  | 27.76 |  | 32.46 |  | 29.49 |  | 25.77 |  | 30.55 |  | 27.76 |  | 24.25 |  | 29.02 |  | 26.37 |  | 23.03 |  | 27.76 |  | 25.22 |  | 22.03 |  | 25.77 |  | 23.41 |  | 20.45
1000S125-043 |  |  | 12 | 50.26 |  | 43.18 |  | 37.72 |  | 35.54 |  | 34.27 |  | 29.94 |  | 29.02 |  | 29.02 |  | 26.15 |  | 25.13 |  | 25.13 |  | 23.76 |  | 22.48 |  | 22.48 |  | 22.06 |  | 20.52 |  | 20.52 |  | 20.52 |  | 19 |  | 19 |  | 19 |  | 17.77 |  | 17.77 |  | 17.77 |  | 15.89 |  | 15.89 |  | 15.89
1000 | S125-043 |  | 16 | 43.53 |  | 39.23 |  | 34.27 |  | 30.78 |  | 30.78 |  | 27.2 |  | 25.13 |  | 25.13 |  | 23.76 |  | 21.76 |  | 21.76 |  | 21.59 |  | 19.47 |  | 19.47 |  | 19.47 |  | 17.77 |  | 17.77 |  | 17.77 |  | 16.45 |  | 16.45 |  | 16.45 |  | 15.39 |  | 15.39 |  | 15.39 |  | 13.76 |  | 13.76 |  | 13.76
|  |  | 24 | 35.54 |  | 34.27 |  | 29.94 |  | 25.13 |  | 25.13 |  | 23.76 |  | 20.52 |  | 20.52 |  | 20.52 |  | 17.77 |  | 17.77 |  | 17.77 |  | 15.89 |  | 15.89 |  | 15.89 |  | 14.51 |  | 14.51 |  | 14.51 |  | 13.43 |  | 13.43 |  | 13.43 |  | 12.57 |  | 12.57 |  | 12.57 |  | 11.24 |  | 11.24 |  | 11.24
1000S125-054 |  |  | 12 | 58.51 |  | 46.44 |  | 40.57 |  | 40.57 |  | 36.86 |  | 32.2 |  | 35.44 |  | 32.2 |  | 28.13 |  | 32.2 |  | 29.25 |  | 25.55 |  | 29.89 |  | 27.16 |  | 23.72 |  | 28.13 |  | 25.55 |  | 22.32 |  | 26.07 |  | 24.27 |  | 21.21 |  | 24.38 |  | 23.22 |  | 20.28 |  | 21.81 |  | 21.55 |  | 18.83
1000 | S125-054 | (50ksi) | 16 | 53.16 |  | 42.19 |  | 36.86 |  | 36.86 |  | 33.49 |  | 29.25 |  | 32.2 |  | 29.25 |  | 25.55 |  | 29.25 |  | 26.58 |  | 23.22 |  | 26.71 |  | 24.67 |  | 21.55 |  | 24.38 |  | 23.22 |  | 20.28 |  | 22.57 |  | 22.05 |  | 19.27 |  | 21.12 |  | 21.09 |  | 18.43 |  | 18.89 |  | 18.89 |  | 17.11
|  |  | 24 | 46.44 |  | 36.86 |  | 32.2 |  | 32.2 |  | 29.25 |  | 25.55 |  | 28.13 |  | 25.55 |  | 22.32 |  | 24.38 |  | 23.22 |  | 20.28 |  | 21.81 |  | 21.55 |  | 18.83 |  | 19.91 |  | 19.91 |  | 17.72 |  | 18.43 |  | 18.43 |  | 16.83 |  | 17.24 |  | 17.24 |  | 16.1 |  | 15.42 |  | 15.42 |  | 14.94
1000S125-068 |  |  | 12 | 63.52 |  | 50.41 |  | 44.04 |  | 44.04 |  | 40.01 |  | 34.95 |  | 38.47 |  | 34.95 |  | 30.54 |  | 34.95 |  | 31.76 |  | 27.74 |  | 32.45 |  | 29.48 |  | 25.75 |  | 30.54 |  | 27.74 |  | 24.24 |  | 29.01 |  | 26.35 |  | 23.02 |  | 27.74 |  | 25.21 |  | 22.02 |  | 25.75 |  | 23.4 |  | 20.44
1000 | S125-068 | (50ksi) | 16 | 57.71 |  | 45.8 |  | 40.01 |  | 40.01 |  | 36.35 |  | 31.76 |  | 34.95 |  | 31.76 |  | 27.74 |  | 31.76 |  | 28.85 |  | 25.21 |  | 29.48 |  | 26.79 |  | 23.4 |  | 27.74 |  | 25.21 |  | 22.02 |  | 26.35 |  | 23.94 |  | 20.92 |  | 24.94 |  | 22.9 |  | 20.01 |  | 22.31 |  | 21.26 |  | 18.57
|  |  | 24 | 50.41 |  | 40.01 |  | 34.95 |  | 34.95 |  | 31.76 |  | 27.74 |  | 30.54 |  | 27.74 |  | 24.24 |  | 27.74 |  | 25.21 |  | 22.02 |  | 25.75 |  | 23.4 |  | 20.44 |  | 23.52 |  | 22.02 |  | 19.24 |  | 21.77 |  | 20.92 |  | 18.27 |  | 20.37 |  | 20.01 |  | 17.48 |  | 18.22 |  | 18.22 |  | 16.22
1000S125-097 |  |  | 12 | 71.71 |  | 56.91 |  | 49.72 |  | 49.72 |  | 45.17 |  | 39.46 |  | 43.43 |  | 39.46 |  | 34.47 |  | 39.46 |  | 35.85 |  | 31.32 |  | 36.63 |  | 33.28 |  | 29.08 |  | 34.47 |  | 31.32 |  | 27.36 |  | 32.75 |  | 29.75 |  | 25.99 |  | 31.32 |  | 28.46 |  | 24.86 |  | 29.08 |  | 26.42 |  | 23.08
1000 | S125-097 | (50ksi) | 16 | 65.15 |  | 51.71 |  | 45.17 |  | 45.17 |  | 41.04 |  | 35.85 |  | 39.46 |  | 35.85 |  | 31.32 |  | 35.85 |  | 32.58 |  | 28.46 |  | 33.28 |  | 30.24 |  | 26.42 |  | 31.32 |  | 28.46 |  | 24.86 |  | 29.75 |  | 27.03 |  | 23.61 |  | 28.46 |  | 25.85 |  | 22.59 |  | 26.42 |  | 24 |  | 20.97
|  |  | 24 | 56.91 |  | 45.17 |  | 39.46 |  | 39.46 |  | 35.85 |  | 31.32 |  | 34.47 |  | 31.32 |  | 27.36 |  | 31.32 |  | 28.46 |  | 24.86 |  | 29.08 |  | 26.42 |  | 23.08 |  | 27.36 |  | 24.86 |  | 21.72 |  | 25.99 |  | 23.61 |  | 20.63 |  | 24.86 |  | 22.59 |  | 19.73 |  | 23.08 |  | 20.97 |  | 18.32
1000S125-118 |  |  | 12 | 76.82 |  | 60.97 |  | 53.26 |  | 53.26 |  | 48.39 |  | 42.27 |  | 46.53 |  | 42.27 |  | 36.93 |  | 42.27 |  | 38.41 |  | 33.55 |  | 39.24 |  | 35.66 |  | 31.15 |  | 36.93 |  | 33.55 |  | 29.31 |  | 35.08 |  | 31.87 |  | 27.84 |  | 33.55 |  | 30.48 |  | 26.63 |  | 31.15 |  | 28.3 |  | 24.72
1000 | S125-118 | (50ksi) | 16 | 69.79 |  | 55.39 |  | 48.39 |  | 48.39 |  | 43.97 |  | 38.41 |  | 42.27 |  | 38.41 |  | 33.55 |  | 38.41 |  | 34.9 |  | 30.48 |  | 35.66 |  | 32.39 |  | 28.3 |  | 33.55 |  | 30.48 |  | 26.63 |  | 31.87 |  | 28.96 |  | 25.3 |  | 30.48 |  | 27.7 |  | 24.2 |  | 28.3 |  | 25.71 |  | 22.46
|  |  | 24 | 60.97 |  | 48.39 |  | 42.27 |  | 42.27 |  | 38.41 |  | 33.55 |  | 36.93 |  | 33.55 |  | 29.31 |  | 33.55 |  | 30.48 |  | 26.63 |  | 31.15 |  | 28.3 |  | 24.72 |  | 29.31 |  | 26.63 |  | 23.26 |  | 27.84 |  | 25.3 |  | 22.1 |  | 26.63 |  | 24.2 |  | 21.14 |  | 24.72 |  | 22.46 |  | 19.62
1000S137-043 |  |  | 12 | 53.76 |  | 44.51 |  | 38.88 |  | 38.01 |  | 35.33 |  | 30.86 |  | 31.04 |  | 30.86 |  | 26.96 |  | 26.88 |  | 26.88 |  | 24.49 |  | 24.04 |  | 24.04 |  | 22.74 |  | 21.95 |  | 21.95 |  | 21.4 |  | 20.32 |  | 20.32 |  | 20.32 |  | 19.01 |  | 19.01 |  | 19.01 |  | 17 |  | 17 |  | 17
1000 | S137-043 |  | 16 | 46.55 |  | 40.44 |  | 35.33 |  | 32.92 |  | 32.1 |  | 28.04 |  | 26.88 |  | 26.88 |  | 24.49 |  | 23.28 |  | 23.28 |  | 22.25 |  | 20.82 |  | 20.82 |  | 20.66 |  | 19.01 |  | 19.01 |  | 19.01 |  | 17.6 |  | 17.6 |  | 17.6 |  | 16.46 |  | 16.46 |  | 16.46 |  | 14.72 |  | 14.72 |  | 14.72
|  |  | 24 | 38.01 |  | 35.33 |  | 30.86 |  | 26.88 |  | 26.88 |  | 24.49 |  | 21.95 |  | 21.95 |  | 21.4 |  | 19.01 |  | 19.01 |  | 19.01 |  | 17 |  | 17 |  | 17 |  | 15.52 |  | 15.52 |  | 15.52 |  | 14.37 |  | 14.37 |  | 14.37 |  | 13.44 |  | 13.44 |  | 13.44 |  | 12.02 |  | 12.02 |  | 12.02
1000S137-054 |  |  | 12 | 60.59 |  | 48.09 |  | 42.01 |  | 42.01 |  | 38.17 |  | 33.35 |  | 36.7 |  | 33.35 |  | 29.13 |  | 33.35 |  | 30.3 |  | 26.47 |  | 30.95 |  | 28.12 |  | 24.57 |  | 29.13 |  | 26.47 |  | 23.12 |  | 27.67 |  | 25.14 |  | 21.96 |  | 26.39 |  | 24.05 |  | 21.01 |  | 23.61 |  | 22.32 |  | 19.5
1000 | S137-054 | (50ksi) | 16 | 55.05 |  | 43.69 |  | 38.17 |  | 38.17 |  | 34.68 |  | 30.3 |  | 33.35 |  | 30.3 |  | 26.47 |  | 30.3 |  | 27.53 |  | 24.05 |  | 28.12 |  | 25.55 |  | 22.32 |  | 26.39 |  | 24.05 |  | 21.01 |  | 24.44 |  | 22.84 |  | 19.95 |  | 22.86 |  | 21.85 |  | 19.09 |  | 20.45 |  | 20.28 |  | 17.72
|  |  | 24 | 48.09 |  | 38.17 |  | 33.35 |  | 33.35 |  | 30.3 |  | 26.47 |  | 29.13 |  | 26.47 |  | 23.12 |  | 26.39 |  | 24.05 |  | 21.01 |  | 23.61 |  | 22.32 |  | 19.5 |  | 21.55 |  | 21.01 |  | 18.35 |  | 19.95 |  | 19.95 |  | 17.43 |  | 18.66 |  | 18.66 |  | 16.67 |  | 16.69 |  | 16.69 |  | 15.48
1000S137-068 |  |  | 12 | 66.02 |  | 52.4 |  | 45.78 |  | 45.78 |  | 41.59 |  | 36.33 |  | 39.99 |  | 36.33 |  | 31.74 |  | 36.33 |  | 33.01 |  | 28.84 |  | 33.73 |  | 30.64 |  | 26.77 |  | 31.74 |  | 28.84 |  | 25.19 |  | 30.15 |  | 27.39 |  | 23.93 |  | 28.84 |  | 26.2 |  | 22.89 |  | 26.77 |  | 24.32 |  | 21.25
1000 | S137-068 | (50ksi) | 16 | 59.98 |  | 47.61 |  | 41.59 |  | 41.59 |  | 37.79 |  | 33.01 |  | 36.33 |  | 33.01 |  | 28.84 |  | 33.01 |  | 29.99 |  | 26.2 |  | 30.64 |  | 27.84 |  | 24.32 |  | 28.84 |  | 26.2 |  | 22.89 |  | 27.39 |  | 24.89 |  | 21.74 |  | 26.2 |  | 23.8 |  | 20.8 |  | 23.97 |  | 22.1 |  | 19.3
|  |  | 24 | 52.4 |  | 41.59 |  | 36.33 |  | 36.33 |  | 33.01 |  | 28.84 |  | 31.74 |  | 28.84 |  | 25.19 |  | 28.84 |  | 26.2 |  | 22.89 |  | 26.77 |  | 24.32 |  | 21.25 |  | 25.19 |  | 22.89 |  | 19.99 |  | 23.39 |  | 21.74 |  | 18.99 |  | 21.88 |  | 20.8 |  | 18.17 |  | 19.57 |  | 19.3 |  | 16.86
1000S137-097 |  |  | 12 | 74.3 |  | 58.97 |  | 51.52 |  | 51.52 |  | 46.81 |  | 40.89 |  | 45 |  | 40.89 |  | 35.72 |  | 40.89 |  | 37.15 |  | 32.45 |  | 37.96 |  | 34.49 |  | 30.13 |  | 35.72 |  | 32.45 |  | 28.35 |  | 33.93 |  | 30.83 |  | 26.93 |  | 32.45 |  | 29.49 |  | 25.76 |  | 30.13 |  | 27.37 |  | 23.91
1000 | S137-097 | (50ksi) | 16 | 67.51 |  | 53.58 |  | 46.81 |  | 46.81 |  | 42.53 |  | 37.15 |  | 40.89 |  | 37.15 |  | 32.45 |  | 37.15 |  | 33.75 |  | 29.49 |  | 34.49 |  | 31.33 |  | 27.37 |  | 32.45 |  | 29.49 |  | 25.76 |  | 30.83 |  | 28.01 |  | 24.47 |  | 29.49 |  | 26.79 |  | 23.4 |  | 27.37 |  | 24.87 |  | 21.73
|  |  | 24 | 58.97 |  | 46.81 |  | 40.89 |  | 40.89 |  | 37.15 |  | 32.45 |  | 35.72 |  | 32.45 |  | 28.35 |  | 32.45 |  | 29.49 |  | 25.76 |  | 30.13 |  | 27.37 |  | 23.91 |  | 28.35 |  | 25.76 |  | 22.5 |  | 26.93 |  | 24.47 |  | 21.38 |  | 25.76 |  | 23.4 |  | 20.44 |  | 23.91 |  | 21.73 |  | 18.98
1000S137-118 |  |  | 12 | 79.36 |  | 62.99 |  | 55.02 |  | 55.02 |  | 49.99 |  | 43.67 |  | 48.07 |  | 43.67 |  | 38.15 |  | 43.67 |  | 39.68 |  | 34.66 |  | 40.54 |  | 36.83 |  | 32.18 |  | 38.15 |  | 34.66 |  | 30.28 |  | 36.24 |  | 32.93 |  | 28.76 |  | 34.66 |  | 31.49 |  | 27.51 |  | 32.18 |  | 29.24 |  | 25.54
1000 | S137-118 | (50ksi) | 16 | 72.1 |  | 57.23 |  | 49.99 |  | 49.99 |  | 45.42 |  | 39.68 |  | 43.67 |  | 39.68 |  | 34.66 |  | 39.68 |  | 36.05 |  | 31.49 |  | 36.83 |  | 33.47 |  | 29.24 |  | 34.66 |  | 31.49 |  | 27.51 |  | 32.93 |  | 29.92 |  | 26.13 |  | 31.49 |  | 28.61 |  | 25 |  | 29.24 |  | 26.56 |  | 23.2
|  |  | 24 | 62.99 |  | 49.99 |  | 43.67 |  | 43.67 |  | 39.68 |  | 34.66 |  | 38.15 |  | 34.66 |  | 30.28 |  | 34.66 |  | 31.49 |  | 27.51 |  | 32.18 |  | 29.24 |  | 25.54 |  | 30.28 |  | 27.51 |  | 24.03 |  | 28.76 |  | 26.13 |  | 22.83 |  | 27.51 |  | 25 |  | 21.84 |  | 25.54 |  | 23.2 |  | 20.27
1000S162-043 |  |  | 12 | 57.87 |  | 46.24 |  | 40.39 |  | 40.39 |  | 36.7 |  | 32.06 |  | 33.41 |  | 32.06 |  | 28.01 |  | 28.93 |  | 28.93 |  | 25.44 |  | 25.88 |  | 25.88 |  | 23.62 |  | 23.62 |  | 23.62 |  | 22.23 |  | 21.87 |  | 21.87 |  | 21.11 |  | 20.46 |  | 20.46 |  | 20.2 |  | 18.3 |  | 18.3 |  | 18.3
1000 | S162-043 |  | 16 | 50.11 |  | 42.01 |  | 36.7 |  | 35.44 |  | 33.34 |  | 29.13 |  | 28.93 |  | 28.93 |  | 25.44 |  | 25.06 |  | 25.06 |  | 23.12 |  | 22.41 |  | 22.41 |  | 21.46 |  | 20.46 |  | 20.46 |  | 20.2 |  | 18.94 |  | 18.94 |  | 18.94 |  | 17.72 |  | 17.72 |  | 17.72 |  | 15.85 |  | 15.85 |  | 15.85
|  |  | 24 | 40.92 |  | 36.7 |  | 32.06 |  | 28.93 |  | 28.93 |  | 25.44 |  | 23.62 |  | 23.62 |  | 22.23 |  | 20.46 |  | 20.46 |  | 20.2 |  | 18.3 |  | 18.3 |  | 18.3 |  | 16.7 |  | 16.7 |  | 16.7 |  | 15.47 |  | 15.47 |  | 15.47 |  | 14.47 |  | 14.47 |  | 14.47 |  | 12.94 |  | 12.94 |  | 12.94
1000S162-054 |  |  | 12 | 62.73 |  | 49.79 |  | 43.49 |  | 43.49 |  | 39.52 |  | 34.52 |  | 37.99 |  | 34.52 |  | 30.16 |  | 34.52 |  | 31.36 |  | 27.4 |  | 32.05 |  | 29.12 |  | 25.43 |  | 30.16 |  | 27.4 |  | 23.93 |  | 28.65 |  | 26.03 |  | 22.74 |  | 27.4 |  | 24.89 |  | 21.75 |  | 24.72 |  | 23.11 |  | 20.19
1000 | S162-054 | (50ksi) | 16 | 56.99 |  | 45.23 |  | 39.52 |  | 39.52 |  | 35.9 |  | 31.36 |  | 34.52 |  | 31.36 |  | 27.4 |  | 31.36 |  | 28.5 |  | 24.89 |  | 29.12 |  | 26.45 |  | 23.11 |  | 27.4 |  | 24.89 |  | 21.75 |  | 25.59 |  | 23.65 |  | 20.66 |  | 23.93 |  | 22.62 |  | 19.76 |  | 21.41 |  | 21 |  | 18.34
|  |  | 24 | 49.79 |  | 39.52 |  | 34.52 |  | 34.52 |  | 31.36 |  | 27.4 |  | 30.16 |  | 27.4 |  | 23.93 |  | 27.4 |  | 24.89 |  | 21.75 |  | 24.72 |  | 23.11 |  | 20.19 |  | 22.57 |  | 21.75 |  | 19 |  | 20.89 |  | 20.66 |  | 18.05 |  | 19.54 |  | 19.54 |  | 17.26 |  | 17.48 |  | 17.48 |  | 16.02
1000S162-068 |  |  | 12 | 68.06 |  | 54.02 |  | 47.19 |  | 47.19 |  | 42.87 |  | 37.45 |  | 41.22 |  | 37.45 |  | 32.72 |  | 37.45 |  | 34.03 |  | 29.73 |  | 34.77 |  | 31.59 |  | 27.6 |  | 32.72 |  | 29.73 |  | 25.97 |  | 31.08 |  | 28.24 |  | 24.67 |  | 29.73 |  | 27.01 |  | 23.59 |  | 27.6 |  | 25.07 |  | 21.9
1000 | S162-068 | (50ksi) | 16 | 61.84 |  | 49.08 |  | 42.87 |  | 42.87 |  | 38.95 |  | 34.03 |  | 37.45 |  | 34.03 |  | 29.73 |  | 34.03 |  | 30.92 |  | 27.01 |  | 31.59 |  | 28.7 |  | 25.07 |  | 29.73 |  | 27.01 |  | 23.59 |  | 28.24 |  | 25.66 |  | 22.41 |  | 27.01 |  | 24.54 |  | 21.44 |  | 25.07 |  | 22.78 |  | 19.9
|  |  | 24 | 54.02 |  | 42.87 |  | 37.45 |  | 37.45 |  | 34.03 |  | 29.73 |  | 32.72 |  | 29.73 |  | 25.97 |  | 29.73 |  | 27.01 |  | 23.59 |  | 27.6 |  | 25.07 |  | 21.9 |  | 25.97 |  | 23.59 |  | 20.61 |  | 24.63 |  | 22.41 |  | 19.58 |  | 23.04 |  | 21.44 |  | 18.73 |  | 20.61 |  | 19.9 |  | 17.38
1000S162-097 |  |  | 12 | 76.83 |  | 60.98 |  | 53.27 |  | 53.27 |  | 48.4 |  | 42.28 |  | 46.54 |  | 42.28 |  | 36.94 |  | 42.28 |  | 38.41 |  | 33.56 |  | 39.25 |  | 35.66 |  | 31.15 |  | 36.94 |  | 33.56 |  | 29.32 |  | 35.09 |  | 31.88 |  | 27.85 |  | 33.56 |  | 30.49 |  | 26.64 |  | 31.15 |  | 28.3 |  | 24.73
1000 | S162-097 | (50ksi) | 16 | 69.8 |  | 55.4 |  | 48.4 |  | 48.4 |  | 43.97 |  | 38.41 |  | 42.28 |  | 38.41 |  | 33.56 |  | 38.41 |  | 34.9 |  | 30.49 |  | 35.66 |  | 32.4 |  | 28.3 |  | 33.56 |  | 30.49 |  | 26.64 |  | 31.88 |  | 28.96 |  | 25.3 |  | 30.49 |  | 27.7 |  | 24.2 |  | 28.3 |  | 25.72 |  | 22.47
|  |  | 24 | 60.98 |  | 48.4 |  | 42.28 |  | 42.28 |  | 38.41 |  | 33.56 |  | 36.94 |  | 33.56 |  | 29.32 |  | 33.56 |  | 30.49 |  | 26.64 |  | 31.15 |  | 28.3 |  | 24.73 |  | 29.32 |  | 26.64 |  | 23.27 |  | 27.85 |  | 25.3 |  | 22.1 |  | 26.64 |  | 24.2 |  | 21.14 |  | 24.73 |  | 22.47 |  | 19.63
1000S162-118 |  |  | 12 | 81.72 |  | 64.86 |  | 56.66 |  | 56.66 |  | 51.48 |  | 44.97 |  | 49.5 |  | 44.97 |  | 39.29 |  | 44.97 |  | 40.86 |  | 35.69 |  | 41.75 |  | 37.93 |  | 33.14 |  | 39.29 |  | 35.69 |  | 31.18 |  | 37.32 |  | 33.91 |  | 29.62 |  | 35.69 |  | 32.43 |  | 28.33 |  | 33.14 |  | 30.11 |  | 26.3
1000 | S162-118 | (50ksi) | 16 | 74.25 |  | 58.93 |  | 51.48 |  | 51.48 |  | 46.77 |  | 40.86 |  | 44.97 |  | 40.86 |  | 35.69 |  | 40.86 |  | 37.12 |  | 32.43 |  | 37.93 |  | 34.46 |  | 30.11 |  | 35.69 |  | 32.43 |  | 28.33 |  | 33.91 |  | 30.81 |  | 26.91 |  | 32.43 |  | 29.47 |  | 25.74 |  | 30.11 |  | 27.35 |  | 23.9
|  |  | 24 | 64.86 |  | 51.48 |  | 44.97 |  | 44.97 |  | 40.86 |  | 35.69 |  | 39.29 |  | 35.69 |  | 31.18 |  | 35.69 |  | 32.43 |  | 28.33 |  | 33.14 |  | 30.11 |  | 26.3 |  | 31.18 |  | 28.33 |  | 24.75 |  | 29.62 |  | 26.91 |  | 23.51 |  | 28.33 |  | 25.74 |  | 22.49 |  | 26.3 |  | 23.9 |  | 20.87
1000S200-043 |  |  | 12 | 58.17 |  | 48.01 |  | 41.94 |  | 41.14 |  | 38.11 |  | 33.29 |  | 33.59 |  | 33.29 |  | 29.08 |  | 29.09 |  | 29.09 |  | 26.42 |  | 26.02 |  | 26.02 |  | 24.53 |  | 23.75 |  | 23.75 |  | 23.08 |  | 21.99 |  | 21.99 |  | 21.93 |  | 20.57 |  | 20.57 |  | 20.57 |  | 18.4 |  | 18.4 |  | 18.4
1000 | S200-043 |  | 16 | 50.38 |  | 43.62 |  | 38.11 |  | 35.62 |  | 34.62 |  | 30.25 |  | 29.09 |  | 29.09 |  | 26.42 |  | 25.19 |  | 25.19 |  | 24.01 |  | 22.53 |  | 22.53 |  | 22.29 |  | 20.57 |  | 20.57 |  | 20.57 |  | 19.04 |  | 19.04 |  | 19.04 |  | 17.81 |  | 17.81 |  | 17.81 |  | 15.93 |  | 15.93 |  | 15.93
|  |  | 24 | 41.14 |  | 38.11 |  | 33.29 |  | 29.09 |  | 29.09 |  | 26.42 |  | 23.75 |  | 23.75 |  | 23.08 |  | 20.57 |  | 20.57 |  | 20.57 |  | 18.4 |  | 18.4 |  | 18.4 |  | 16.79 |  | 16.79 |  | 16.79 |  | 15.55 |  | 15.55 |  | 15.55 |  | 14.54 |  | 14.54 |  | 14.54 |  | 13.01 |  | 13.01 |  | 13.01
1000S200-054 |  |  | 12 | 65.14 |  | 51.7 |  | 45.17 |  | 45.17 |  | 41.04 |  | 35.85 |  | 39.46 |  | 35.85 |  | 31.32 |  | 35.85 |  | 32.57 |  | 28.45 |  | 33.28 |  | 30.24 |  | 26.41 |  | 31.32 |  | 28.45 |  | 24.86 |  | 29.67 |  | 27.03 |  | 23.61 |  | 27.76 |  | 25.85 |  | 22.58 |  | 24.83 |  | 24 |  | 20.96
1000 | S200-054 | (50ksi) | 16 | 59.19 |  | 46.98 |  | 41.04 |  | 41.04 |  | 37.28 |  | 32.57 |  | 35.85 |  | 32.57 |  | 28.45 |  | 32.57 |  | 29.59 |  | 25.85 |  | 30.24 |  | 27.47 |  | 24 |  | 27.76 |  | 25.85 |  | 22.58 |  | 25.7 |  | 24.56 |  | 21.45 |  | 24.04 |  | 23.49 |  | 20.52 |  | 21.5 |  | 21.5 |  | 19.05
|  |  | 24 | 51.7 |  | 41.04 |  | 35.85 |  | 35.85 |  | 32.57 |  | 28.45 |  | 31.32 |  | 28.45 |  | 24.86 |  | 27.76 |  | 25.85 |  | 22.58 |  | 24.83 |  | 24 |  | 20.96 |  | 22.66 |  | 22.58 |  | 19.73 |  | 20.98 |  | 20.98 |  | 18.74 |  | 19.63 |  | 19.63 |  | 17.92 |  | 17.55 |  | 17.55 |  | 16.64
1000S200-068 |  |  | 12 | 70.77 |  | 56.17 |  | 49.07 |  | 49.07 |  | 44.58 |  | 38.95 |  | 42.87 |  | 38.95 |  | 34.02 |  | 38.95 |  | 35.39 |  | 30.91 |  | 36.16 |  | 32.85 |  | 28.7 |  | 34.02 |  | 30.91 |  | 27 |  | 32.32 |  | 29.36 |  | 25.65 |  | 30.91 |  | 28.09 |  | 24.54 |  | 28.7 |  | 26.07 |  | 22.78
1000 | S200-068 | (50ksi) | 16 | 64.3 |  | 51.04 |  | 44.58 |  | 44.58 |  | 40.51 |  | 35.39 |  | 38.95 |  | 35.39 |  | 30.91 |  | 35.39 |  | 32.15 |  | 28.09 |  | 32.85 |  | 29.85 |  | 26.07 |  | 30.91 |  | 28.09 |  | 24.54 |  | 29.36 |  | 26.68 |  | 23.31 |  | 28.09 |  | 25.52 |  | 22.29 |  | 26.07 |  | 23.69 |  | 20.69
|  |  | 24 | 56.17 |  | 44.58 |  | 38.95 |  | 38.95 |  | 35.39 |  | 30.91 |  | 34.02 |  | 30.91 |  | 27 |  | 30.91 |  | 28.09 |  | 24.54 |  | 28.7 |  | 26.07 |  | 22.78 |  | 27 |  | 24.54 |  | 21.43 |  | 25.6 |  | 23.31 |  | 20.36 |  | 23.94 |  | 22.29 |  | 19.47 |  | 21.42 |  | 20.69 |  | 18.08
1000S200-097 |  |  | 12 | 79.98 |  | 63.48 |  | 55.46 |  | 55.46 |  | 50.39 |  | 44.02 |  | 48.45 |  | 44.02 |  | 38.45 |  | 44.02 |  | 39.99 |  | 34.94 |  | 40.86 |  | 37.13 |  | 32.43 |  | 38.45 |  | 34.94 |  | 30.52 |  | 36.53 |  | 33.19 |  | 28.99 |  | 34.94 |  | 31.74 |  | 27.73 |  | 32.43 |  | 29.47 |  | 25.74
1000 | S200-097 | (50ksi) | 16 | 72.67 |  | 57.68 |  | 50.39 |  | 50.39 |  | 45.78 |  | 39.99 |  | 44.02 |  | 39.99 |  | 34.94 |  | 39.99 |  | 36.34 |  | 31.74 |  | 37.13 |  | 33.73 |  | 29.47 |  | 34.94 |  | 31.74 |  | 27.73 |  | 33.19 |  | 30.15 |  | 26.34 |  | 31.74 |  | 28.84 |  | 25.19 |  | 29.47 |  | 26.77 |  | 23.39
|  |  | 24 | 63.48 |  | 50.39 |  | 44.02 |  | 44.02 |  | 39.99 |  | 34.94 |  | 38.45 |  | 34.94 |  | 30.52 |  | 34.94 |  | 31.74 |  | 27.73 |  | 32.43 |  | 29.47 |  | 25.74 |  | 30.52 |  | 27.73 |  | 24.22 |  | 28.99 |  | 26.34 |  | 23.01 |  | 27.73 |  | 25.19 |  | 22.01 |  | 25.74 |  | 23.39 |  | 20.43
1000S200-118 |  |  | 12 | 85.26 |  | 67.67 |  | 59.12 |  | 59.12 |  | 53.71 |  | 46.92 |  | 51.64 |  | 46.92 |  | 40.99 |  | 46.92 |  | 42.63 |  | 37.24 |  | 43.56 |  | 39.57 |  | 34.57 |  | 40.99 |  | 37.24 |  | 32.53 |  | 38.94 |  | 35.38 |  | 30.9 |  | 37.24 |  | 33.84 |  | 29.56 |  | 34.57 |  | 31.41 |  | 27.44
1000 | S200-118 | (50ksi) | 16 | 77.47 |  | 61.48 |  | 53.71 |  | 53.71 |  | 48.8 |  | 42.63 |  | 46.92 |  | 42.63 |  | 37.24 |  | 42.63 |  | 38.73 |  | 33.84 |  | 39.57 |  | 35.96 |  | 31.41 |  | 37.24 |  | 33.84 |  | 29.56 |  | 35.38 |  | 32.14 |  | 28.08 |  | 33.84 |  | 30.74 |  | 26.86 |  | 31.41 |  | 28.54 |  | 24.93
|  |  | 24 | 67.67 |  | 53.71 |  | 46.92 |  | 46.92 |  | 42.63 |  | 37.24 |  | 40.99 |  | 37.24 |  | 32.53 |  | 37.24 |  | 33.84 |  | 29.56 |  | 34.57 |  | 31.41 |  | 27.44 |  | 32.53 |  | 29.56 |  | 25.82 |  | 30.9 |  | 28.08 |  | 24.53 |  | 29.56 |  | 26.86 |  | 23.46 |  | 27.44 |  | 24.93 |  | 21.78
1000S250-043 |  |  | 12 | 60.74 |  | 50.71 |  | 44.3 |  | 42.95 |  | 40.25 |  | 35.16 |  | 35.07 |  | 35.07 |  | 30.71 |  | 30.37 |  | 30.37 |  | 27.9 |  | 27.16 |  | 27.16 |  | 25.9 |  | 24.8 |  | 24.8 |  | 24.38 |  | 22.96 |  | 22.96 |  | 22.96 |  | 21.47 |  | 21.47 |  | 21.47 |  | 19.21 |  | 19.21 |  | 19.21
1000 | S250-043 |  | 16 | 52.6 |  | 46.07 |  | 40.25 |  | 37.19 |  | 36.57 |  | 31.94 |  | 30.37 |  | 30.37 |  | 27.9 |  | 26.3 |  | 26.3 |  | 25.35 |  | 23.52 |  | 23.52 |  | 23.52 |  | 21.47 |  | 21.47 |  | 21.47 |  | 19.88 |  | 19.88 |  | 19.88 |  | 18.6 |  | 18.6 |  | 18.6 |  | 16.63 |  | 16.63 |  | 16.63
|  |  | 24 | 42.95 |  | 40.25 |  | 35.16 |  | 30.37 |  | 30.37 |  | 27.9 |  | 24.8 |  | 24.8 |  | 24.38 |  | 21.47 |  | 21.47 |  | 21.47 |  | 19.21 |  | 19.21 |  | 19.21 |  | 17.53 |  | 17.53 |  | 17.53 |  | 16.23 |  | 16.23 |  | 16.23 |  | 15.18 |  | 15.18 |  | 15.18 |  | 13.58 |  | 13.58 |  | 13.58
1000S250-054 |  |  | 12 | 68.53 |  | 54.4 |  | 47.52 |  | 47.52 |  | 43.17 |  | 37.72 |  | 41.51 |  | 37.72 |  | 32.95 |  | 37.72 |  | 34.27 |  | 29.94 |  | 35.01 |  | 31.81 |  | 27.79 |  | 32.95 |  | 29.94 |  | 26.15 |  | 31.27 |  | 28.44 |  | 24.84 |  | 29.25 |  | 27.2 |  | 23.76 |  | 26.16 |  | 25.25 |  | 22.06
1000 | S250-054 | (50ksi) | 16 | 62.27 |  | 49.42 |  | 43.17 |  | 43.17 |  | 39.23 |  | 34.27 |  | 37.72 |  | 34.27 |  | 29.94 |  | 34.27 |  | 31.13 |  | 27.2 |  | 31.81 |  | 28.9 |  | 25.25 |  | 29.25 |  | 27.2 |  | 23.76 |  | 27.08 |  | 25.84 |  | 22.57 |  | 25.33 |  | 24.71 |  | 21.59 |  | 22.66 |  | 22.66 |  | 20.04
|  |  | 24 | 54.4 |  | 43.17 |  | 37.72 |  | 37.72 |  | 34.27 |  | 29.94 |  | 32.95 |  | 29.94 |  | 26.15 |  | 29.25 |  | 27.2 |  | 23.76 |  | 26.16 |  | 25.25 |  | 22.06 |  | 23.89 |  | 23.76 |  | 20.76 |  | 22.11 |  | 22.11 |  | 19.72 |  | 20.69 |  | 20.69 |  | 18.86 |  | 18.5 |  | 18.5 |  | 17.51
1000S250-068 |  |  | 12 | 74.36 |  | 59.02 |  | 51.55 |  | 51.55 |  | 46.84 |  | 40.92 |  | 45.04 |  | 40.92 |  | 35.75 |  | 40.92 |  | 37.18 |  | 32.48 |  | 37.99 |  | 34.51 |  | 30.15 |  | 35.75 |  | 32.48 |  | 28.37 |  | 33.96 |  | 30.85 |  | 26.95 |  | 32.48 |  | 29.51 |  | 25.78 |  | 30.15 |  | 27.39 |  | 23.93
1000 | S250-068 | (50ksi) | 16 | 67.56 |  | 53.62 |  | 46.84 |  | 46.84 |  | 42.56 |  | 37.18 |  | 40.92 |  | 37.18 |  | 32.48 |  | 37.18 |  | 33.78 |  | 29.51 |  | 34.51 |  | 31.36 |  | 27.39 |  | 32.48 |  | 29.51 |  | 25.78 |  | 30.85 |  | 28.03 |  | 24.49 |  | 29.51 |  | 26.81 |  | 23.42 |  | 27.39 |  | 24.89 |  | 21.74
|  |  | 24 | 59.02 |  | 46.84 |  | 40.92 |  | 40.92 |  | 37.18 |  | 32.48 |  | 35.75 |  | 32.48 |  | 28.37 |  | 32.48 |  | 29.51 |  | 25.78 |  | 30.15 |  | 27.39 |  | 23.93 |  | 28.37 |  | 25.78 |  | 22.52 |  | 26.95 |  | 24.49 |  | 21.39 |  | 25.78 |  | 23.42 |  | 20.46 |  | 23.29 |  | 21.74 |  | 18.99
1000S250-097 |  |  | 12 | 83.63 |  | 66.38 |  | 57.98 |  | 57.98 |  | 52.68 |  | 46.02 |  | 50.65 |  | 46.02 |  | 40.2 |  | 46.02 |  | 41.81 |  | 36.53 |  | 42.72 |  | 38.82 |  | 33.91 |  | 40.2 |  | 36.53 |  | 31.91 |  | 38.19 |  | 34.7 |  | 30.31 |  | 36.53 |  | 33.19 |  | 28.99 |  | 33.91 |  | 30.81 |  | 26.91
1000 | S250-097 | (50ksi) | 16 | 75.98 |  | 60.31 |  | 52.68 |  | 52.68 |  | 47.86 |  | 41.81 |  | 46.02 |  | 41.81 |  | 36.53 |  | 41.81 |  | 37.99 |  | 33.19 |  | 38.82 |  | 35.27 |  | 30.81 |  | 36.53 |  | 33.19 |  | 28.99 |  | 34.7 |  | 31.53 |  | 27.54 |  | 33.19 |  | 30.15 |  | 26.34 |  | 30.81 |  | 27.99 |  | 24.45
|  |  | 24 | 66.38 |  | 52.68 |  | 46.02 |  | 46.02 |  | 41.81 |  | 36.53 |  | 40.2 |  | 36.53 |  | 31.91 |  | 36.53 |  | 33.19 |  | 28.99 |  | 33.91 |  | 30.81 |  | 26.91 |  | 31.91 |  | 28.99 |  | 25.33 |  | 30.31 |  | 27.54 |  | 24.06 |  | 28.99 |  | 26.34 |  | 23.01 |  | 26.91 |  | 24.45 |  | 21.36
1000S250-118 |  |  | 12 | 88.76 |  | 70.45 |  | 61.54 |  | 61.54 |  | 55.91 |  | 48.85 |  | 53.76 |  | 48.85 |  | 42.67 |  | 48.85 |  | 44.38 |  | 38.77 |  | 45.34 |  | 41.2 |  | 35.99 |  | 42.67 |  | 38.77 |  | 33.87 |  | 40.53 |  | 36.83 |  | 32.17 |  | 38.77 |  | 35.22 |  | 30.77 |  | 35.99 |  | 32.7 |  | 28.57
1000 | S250-118 | (50ksi) | 16 | 80.64 |  | 64.01 |  | 55.91 |  | 55.91 |  | 50.8 |  | 44.38 |  | 48.85 |  | 44.38 |  | 38.77 |  | 44.38 |  | 40.32 |  | 35.22 |  | 41.2 |  | 37.43 |  | 32.7 |  | 38.77 |  | 35.22 |  | 30.77 |  | 36.83 |  | 33.46 |  | 29.23 |  | 35.22 |  | 32 |  | 27.96 |  | 32.7 |  | 29.71 |  | 25.95
|  |  | 24 | 70.45 |  | 55.91 |  | 48.85 |  | 48.85 |  | 44.38 |  | 38.77 |  | 42.67 |  | 38.77 |  | 33.87 |  | 38.77 |  | 35.22 |  | 30.77 |  | 35.99 |  | 32.7 |  | 28.57 |  | 33.87 |  | 30.77 |  | 26.88 |  | 32.17 |  | 29.23 |  | 25.53 |  | 30.77 |  | 27.96 |  | 24.42 |  | 28.57 |  | 25.95 |  | 22.67
1000S300-054 |  |  | 12 | 70.36 |  | 55.84 |  | 48.78 |  | 48.78 |  | 44.32 |  | 38.72 |  | 42.62 |  | 38.72 |  | 33.82 |  | 38.72 |  | 35.18 |  | 30.73 |  | 35.94 |  | 32.66 |  | 28.53 |  | 33.82 |  | 30.73 |  | 26.85 |  | 31.69 |  | 29.19 |  | 25.5 |  | 29.64 |  | 27.92 |  | 24.39 |  | 26.51 |  | 25.92 |  | 22.64
1000 | S300-054 | (50ksi) | 16 | 63.92 |  | 50.74 |  | 44.32 |  | 44.32 |  | 40.27 |  | 35.18 |  | 38.72 |  | 35.18 |  | 30.73 |  | 35.18 |  | 31.96 |  | 27.92 |  | 32.47 |  | 29.67 |  | 25.92 |  | 29.64 |  | 27.92 |  | 24.39 |  | 27.44 |  | 26.52 |  | 23.17 |  | 25.67 |  | 25.37 |  | 22.16 |  | 22.96 |  | 22.96 |  | 20.57
|  |  | 24 | 55.84 |  | 44.32 |  | 38.72 |  | 38.72 |  | 35.18 |  | 30.73 |  | 33.82 |  | 30.73 |  | 26.85 |  | 29.64 |  | 27.92 |  | 24.39 |  | 26.51 |  | 25.92 |  | 22.64 |  | 24.2 |  | 24.2 |  | 21.31 |  | 22.4 |  | 22.4 |  | 20.24 |  | 20.96 |  | 20.96 |  | 19.36 |  | 18.75 |  | 18.75 |  | 17.97
1000S300-068 |  |  | 12 | 76.78 |  | 60.94 |  | 53.23 |  | 53.23 |  | 48.37 |  | 42.25 |  | 46.5 |  | 42.25 |  | 36.91 |  | 42.25 |  | 38.39 |  | 33.53 |  | 39.22 |  | 35.64 |  | 31.13 |  | 36.91 |  | 33.53 |  | 29.3 |  | 35.06 |  | 31.85 |  | 27.83 |  | 33.53 |  | 30.47 |  | 26.62 |  | 31.13 |  | 28.28 |  | 24.71
1000 | S300-068 | (50ksi) | 16 | 69.75 |  | 55.36 |  | 48.37 |  | 48.37 |  | 43.94 |  | 38.39 |  | 42.25 |  | 38.39 |  | 33.53 |  | 38.39 |  | 34.88 |  | 30.47 |  | 35.64 |  | 32.38 |  | 28.28 |  | 33.53 |  | 30.47 |  | 26.62 |  | 31.85 |  | 28.94 |  | 25.28 |  | 30.47 |  | 27.68 |  | 24.18 |  | 28.28 |  | 25.7 |  | 22.45
|  |  | 24 | 60.94 |  | 48.37 |  | 42.25 |  | 42.25 |  | 38.39 |  | 33.53 |  | 36.91 |  | 33.53 |  | 29.3 |  | 33.53 |  | 30.47 |  | 26.62 |  | 31.13 |  | 28.28 |  | 24.71 |  | 29.3 |  | 26.62 |  | 23.25 |  | 27.83 |  | 25.28 |  | 22.09 |  | 26.42 |  | 24.18 |  | 21.13 |  | 23.63 |  | 22.45 |  | 19.61
1000S300-097 |  |  | 12 | 86.63 |  | 68.76 |  | 60.07 |  | 60.07 |  | 54.58 |  | 47.68 |  | 52.47 |  | 47.68 |  | 41.65 |  | 47.68 |  | 43.32 |  | 37.84 |  | 44.26 |  | 40.21 |  | 35.13 |  | 41.65 |  | 37.84 |  | 33.06 |  | 39.56 |  | 35.95 |  | 31.4 |  | 37.84 |  | 34.38 |  | 30.03 |  | 35.13 |  | 31.92 |  | 27.88
1000 | S300-097 | (50ksi) | 16 | 78.71 |  | 62.47 |  | 54.58 |  | 54.58 |  | 49.59 |  | 43.32 |  | 47.68 |  | 43.32 |  | 37.84 |  | 43.32 |  | 39.36 |  | 34.38 |  | 40.21 |  | 36.53 |  | 31.92 |  | 37.84 |  | 34.38 |  | 30.03 |  | 35.95 |  | 32.66 |  | 28.53 |  | 34.38 |  | 31.24 |  | 27.29 |  | 31.92 |  | 29 |  | 25.33
|  |  | 24 | 68.76 |  | 54.58 |  | 47.68 |  | 47.68 |  | 43.32 |  | 37.84 |  | 41.65 |  | 37.84 |  | 33.06 |  | 37.84 |  | 34.38 |  | 30.03 |  | 35.13 |  | 31.92 |  | 27.88 |  | 33.06 |  | 30.03 |  | 26.24 |  | 31.4 |  | 28.53 |  | 24.92 |  | 30.03 |  | 27.29 |  | 23.84 |  | 27.88 |  | 25.33 |  | 22.13
1000S300-118 |  |  | 12 | 92 |  | 73.02 |  | 63.79 |  | 63.79 |  | 57.96 |  | 50.63 |  | 55.72 |  | 50.63 |  | 44.23 |  | 50.63 |  | 46 |  | 40.18 |  | 47 |  | 42.7 |  | 37.3 |  | 44.23 |  | 40.18 |  | 35.1 |  | 42.01 |  | 38.17 |  | 33.35 |  | 40.18 |  | 36.51 |  | 31.89 |  | 37.3 |  | 33.89 |  | 29.61
1000 | S300-118 | (50ksi) | 16 | 83.59 |  | 66.34 |  | 57.96 |  | 57.96 |  | 52.66 |  | 46 |  | 50.63 |  | 46 |  | 40.18 |  | 46 |  | 41.79 |  | 36.51 |  | 42.7 |  | 38.8 |  | 33.89 |  | 40.18 |  | 36.51 |  | 31.89 |  | 38.17 |  | 34.68 |  | 30.3 |  | 36.51 |  | 33.17 |  | 28.98 |  | 33.89 |  | 30.79 |  | 26.9
|  |  | 24 | 73.02 |  | 57.96 |  | 50.63 |  | 50.63 |  | 46 |  | 40.18 |  | 44.23 |  | 40.18 |  | 35.1 |  | 40.18 |  | 36.51 |  | 31.89 |  | 37.3 |  | 33.89 |  | 29.61 |  | 35.1 |  | 31.89 |  | 27.86 |  | 33.35 |  | 30.3 |  | 26.47 |  | 31.89 |  | 28.98 |  | 25.31 |  | 29.61 |  | 26.9 |  | 23.5
1000S350-054 |  |  | 12 | 73.89 |  | 58.64 |  | 51.23 |  | 51.23 |  | 46.55 |  | 40.66 |  | 44.75 |  | 40.66 |  | 35.52 |  | 40.66 |  | 36.94 |  | 32.27 |  | 37.75 |  | 34.3 |  | 29.96 |  | 35.52 |  | 32.27 |  | 28.19 |  | 33.74 |  | 30.66 |  | 26.78 |  | 32.26 |  | 29.32 |  | 25.62 |  | 28.85 |  | 27.22 |  | 23.78
1000 | S350-054 | (50ksi) | 16 | 67.13 |  | 53.28 |  | 46.55 |  | 46.55 |  | 42.29 |  | 36.94 |  | 40.66 |  | 36.94 |  | 32.27 |  | 36.94 |  | 33.57 |  | 29.32 |  | 34.3 |  | 31.16 |  | 27.22 |  | 32.26 |  | 29.32 |  | 25.62 |  | 29.86 |  | 27.85 |  | 24.33 |  | 27.93 |  | 26.64 |  | 23.27 |  | 24.98 |  | 24.73 |  | 21.6
|  |  | 24 | 58.64 |  | 46.55 |  | 40.66 |  | 40.66 |  | 36.94 |  | 32.27 |  | 35.52 |  | 32.27 |  | 28.19 |  | 32.26 |  | 29.32 |  | 25.62 |  | 28.85 |  | 27.22 |  | 23.78 |  | 26.34 |  | 25.62 |  | 22.38 |  | 24.38 |  | 24.33 |  | 21.26 |  | 22.81 |  | 22.81 |  | 20.33 |  | 20.4 |  | 20.4 |  | 18.87
1000S350-068 |  |  | 12 | 79.29 |  | 62.93 |  | 54.98 |  | 54.98 |  | 49.95 |  | 43.63 |  | 48.03 |  | 43.63 |  | 38.12 |  | 43.63 |  | 39.64 |  | 34.63 |  | 40.51 |  | 36.8 |  | 32.15 |  | 38.12 |  | 34.63 |  | 30.25 |  | 36.21 |  | 32.9 |  | 28.74 |  | 34.63 |  | 31.47 |  | 27.49 |  | 32.15 |  | 29.21 |  | 25.52
1000 | S350-068 | (50ksi) | 16 | 72.04 |  | 57.18 |  | 49.95 |  | 49.95 |  | 45.38 |  | 39.64 |  | 43.63 |  | 39.64 |  | 34.63 |  | 39.64 |  | 36.02 |  | 31.47 |  | 36.8 |  | 33.44 |  | 29.21 |  | 34.63 |  | 31.47 |  | 27.49 |  | 32.9 |  | 29.89 |  | 26.11 |  | 31.47 |  | 28.59 |  | 24.97 |  | 29.21 |  | 26.54 |  | 23.18
|  |  | 24 | 62.93 |  | 49.95 |  | 43.63 |  | 43.63 |  | 39.64 |  | 34.63 |  | 38.12 |  | 34.63 |  | 30.25 |  | 34.63 |  | 31.47 |  | 27.49 |  | 32.15 |  | 29.21 |  | 25.52 |  | 30.25 |  | 27.49 |  | 24.01 |  | 28.74 |  | 26.11 |  | 22.81 |  | 27.39 |  | 24.97 |  | 21.82 |  | 24.5 |  | 23.18 |  | 20.25
1000S350-097 |  |  | 12 | 89.28 |  | 70.86 |  | 61.9 |  | 61.9 |  | 56.24 |  | 49.13 |  | 54.08 |  | 49.13 |  | 42.92 |  | 49.13 |  | 44.64 |  | 39 |  | 45.61 |  | 41.44 |  | 36.2 |  | 42.92 |  | 39 |  | 34.07 |  | 40.77 |  | 37.04 |  | 32.36 |  | 39 |  | 35.43 |  | 30.95 |  | 36.2 |  | 32.89 |  | 28.73
1000 | S350-097 | (50ksi) | 16 | 81.12 |  | 64.38 |  | 56.24 |  | 56.24 |  | 51.1 |  | 44.64 |  | 49.13 |  | 44.64 |  | 39 |  | 44.64 |  | 40.56 |  | 35.43 |  | 41.44 |  | 37.65 |  | 32.89 |  | 39 |  | 35.43 |  | 30.95 |  | 37.04 |  | 33.66 |  | 29.4 |  | 35.43 |  | 32.19 |  | 28.12 |  | 32.89 |  | 29.88 |  | 26.11
|  |  | 24 | 70.86 |  | 56.24 |  | 49.13 |  | 49.13 |  | 44.64 |  | 39 |  | 42.92 |  | 39 |  | 34.07 |  | 39 |  | 35.43 |  | 30.95 |  | 36.2 |  | 32.89 |  | 28.73 |  | 34.07 |  | 30.95 |  | 27.04 |  | 32.36 |  | 29.4 |  | 25.68 |  | 30.95 |  | 28.12 |  | 24.57 |  | 28.73 |  | 26.11 |  | 22.81
1000S350-118 |  |  | 12 | 95.24 |  | 75.59 |  | 66.04 |  | 66.04 |  | 60 |  | 52.41 |  | 57.69 |  | 52.41 |  | 45.79 |  | 52.41 |  | 47.62 |  | 41.6 |  | 48.66 |  | 44.21 |  | 38.62 |  | 45.79 |  | 41.6 |  | 36.34 |  | 43.49 |  | 39.52 |  | 34.52 |  | 41.6 |  | 37.8 |  | 33.02 |  | 38.62 |  | 35.09 |  | 30.65
1000 | S350-118 | (50ksi) | 16 | 86.53 |  | 68.68 |  | 60 |  | 60 |  | 54.51 |  | 47.62 |  | 52.41 |  | 47.62 |  | 41.6 |  | 47.62 |  | 43.27 |  | 37.8 |  | 44.21 |  | 40.16 |  | 35.09 |  | 41.6 |  | 37.8 |  | 33.02 |  | 39.52 |  | 35.9 |  | 31.36 |  | 37.8 |  | 34.34 |  | 30 |  | 35.09 |  | 31.88 |  | 27.85
|  |  | 24 | 75.59 |  | 60 |  | 52.41 |  | 52.41 |  | 47.62 |  | 41.6 |  | 45.79 |  | 41.6 |  | 36.34 |  | 41.6 |  | 37.8 |  | 33.02 |  | 38.62 |  | 35.09 |  | 30.65 |  | 36.34 |  | 33.02 |  | 28.84 |  | 34.52 |  | 31.36 |  | 27.4 |  | 33.02 |  | 30 |  | 26.21 |  | 30.65 |  | 27.85 |  | 24.33
1200S125-054 |  |  | 12 | 67.5 |  | 53.58 |  | 46.8 |  | 46.8 |  | 42.52 |  | 37.15 |  | 40.89 |  | 37.15 |  | 32.45 |  | 37.15 |  | 33.75 |  | 29.48 |  | 34.24 |  | 31.33 |  | 27.37 |  | 31.25 |  | 29.48 |  | 25.76 |  | 28.94 |  | 28.01 |  | 24.47 |  | 27.07 |  | 26.79 |  | 23.4 |  | 24.21 |  | 24.21 |  | 21.72
1200 | S125-054 | (50ksi) | 16 | 61.33 |  | 48.68 |  | 42.52 |  | 42.52 |  | 38.63 |  | 33.75 |  | 37.15 |  | 33.75 |  | 29.48 |  | 33.15 |  | 30.66 |  | 26.79 |  | 29.65 |  | 28.47 |  | 24.87 |  | 27.07 |  | 26.79 |  | 23.4 |  | 25.06 |  | 25.06 |  | 22.23 |  | 23.44 |  | 23.44 |  | 21.26 |  | 20.97 |  | 20.97 |  | 19.74
|  |  | 24 | 53.58 |  | 42.52 |  | 37.15 |  | 37.15 |  | 33.75 |  | 29.48 |  | 31.25 |  | 29.48 |  | 25.76 |  | 27.07 |  | 26.79 |  | 23.4 |  | 24.21 |  | 24.21 |  | 21.72 |  | 22.1 |  | 22.1 |  | 20.44 |  | 20.46 |  | 20.46 |  | 19.42 |  | 19.14 |  | 19.14 |  | 18.57 |  | 17.12 |  | 17.12 |  | 17.12
1200S125-068 |  |  | 12 | 73.59 |  | 58.41 |  | 51.03 |  | 51.03 |  | 46.36 |  | 40.5 |  | 44.58 |  | 40.5 |  | 35.38 |  | 40.5 |  | 36.8 |  | 32.14 |  | 37.6 |  | 34.16 |  | 29.84 |  | 35.38 |  | 32.14 |  | 28.08 |  | 33.61 |  | 30.53 |  | 26.67 |  | 31.86 |  | 29.21 |  | 25.51 |  | 28.5 |  | 27.11 |  | 23.68
1200 | S125-068 | (50ksi) | 16 | 66.86 |  | 53.07 |  | 46.36 |  | 46.36 |  | 42.12 |  | 36.8 |  | 40.5 |  | 36.8 |  | 32.14 |  | 36.8 |  | 33.43 |  | 29.21 |  | 34.16 |  | 31.04 |  | 27.11 |  | 31.86 |  | 29.21 |  | 25.51 |  | 29.5 |  | 27.74 |  | 24.24 |  | 27.59 |  | 26.53 |  | 23.18 |  | 24.68 |  | 24.63 |  | 21.52
|  |  | 24 | 58.41 |  | 46.36 |  | 40.5 |  | 40.5 |  | 36.8 |  | 32.14 |  | 35.38 |  | 32.14 |  | 28.08 |  | 31.86 |  | 29.21 |  | 25.51 |  | 28.5 |  | 27.11 |  | 23.68 |  | 26.01 |  | 25.51 |  | 22.29 |  | 24.08 |  | 24.08 |  | 21.17 |  | 22.53 |  | 22.53 |  | 20.25 |  | 20.15 |  | 20.15 |  | 18.8
1200S125-097 |  |  | 12 | 83.93 |  | 66.61 |  | 58.19 |  | 58.19 |  | 52.87 |  | 46.19 |  | 50.83 |  | 46.19 |  | 40.35 |  | 46.19 |  | 41.96 |  | 36.66 |  | 42.88 |  | 38.95 |  | 34.03 |  | 40.35 |  | 36.66 |  | 32.02 |  | 38.33 |  | 34.82 |  | 30.42 |  | 36.66 |  | 33.31 |  | 29.1 |  | 34.03 |  | 30.92 |  | 27.01
1200 | S125-097 | (50ksi) | 16 | 76.25 |  | 60.52 |  | 52.87 |  | 52.87 |  | 48.04 |  | 41.96 |  | 46.19 |  | 41.96 |  | 36.66 |  | 41.96 |  | 38.13 |  | 33.31 |  | 38.95 |  | 35.39 |  | 30.92 |  | 36.66 |  | 33.31 |  | 29.1 |  | 34.82 |  | 31.64 |  | 27.64 |  | 33.31 |  | 30.26 |  | 26.43 |  | 30.92 |  | 28.09 |  | 24.54
|  |  | 24 | 66.61 |  | 52.87 |  | 46.19 |  | 46.19 |  | 41.96 |  | 36.66 |  | 40.35 |  | 36.66 |  | 32.02 |  | 36.66 |  | 33.31 |  | 29.1 |  | 34.03 |  | 30.92 |  | 27.01 |  | 32.02 |  | 29.1 |  | 25.42 |  | 30.42 |  | 27.64 |  | 24.14 |  | 28.94 |  | 26.43 |  | 23.09 |  | 25.88 |  | 24.54 |  | 21.44
1200S125-118 |  |  | 12 | 90.16 |  | 71.56 |  | 62.51 |  | 62.51 |  | 56.8 |  | 49.62 |  | 54.61 |  | 49.62 |  | 43.34 |  | 49.62 |  | 45.08 |  | 39.38 |  | 46.06 |  | 41.85 |  | 36.56 |  | 43.34 |  | 39.38 |  | 34.4 |  | 41.17 |  | 37.41 |  | 32.68 |  | 39.38 |  | 35.78 |  | 31.26 |  | 36.56 |  | 33.21 |  | 29.02
1200 | S125-118 | (50ksi) | 16 | 81.91 |  | 65.02 |  | 56.8 |  | 56.8 |  | 51.6 |  | 45.08 |  | 49.62 |  | 45.08 |  | 39.38 |  | 45.08 |  | 40.96 |  | 35.78 |  | 41.85 |  | 38.02 |  | 33.21 |  | 39.38 |  | 35.78 |  | 31.26 |  | 37.41 |  | 33.99 |  | 29.69 |  | 35.78 |  | 32.51 |  | 28.4 |  | 33.21 |  | 30.18 |  | 26.36
|  |  | 24 | 71.56 |  | 56.8 |  | 49.62 |  | 49.62 |  | 45.08 |  | 39.38 |  | 43.34 |  | 39.38 |  | 34.4 |  | 39.38 |  | 35.78 |  | 31.26 |  | 36.56 |  | 33.21 |  | 29.02 |  | 34.4 |  | 31.26 |  | 27.3 |  | 32.68 |  | 29.69 |  | 25.94 |  | 31.26 |  | 28.4 |  | 24.81 |  | 29.02 |  | 26.36 |  | 23.03
1200S137-054 |  |  | 12 | 69.8 |  | 55.4 |  | 48.4 |  | 48.4 |  | 43.97 |  | 38.41 |  | 42.28 |  | 38.41 |  | 33.56 |  | 38.41 |  | 34.9 |  | 30.49 |  | 35.66 |  | 32.4 |  | 28.3 |  | 33.56 |  | 30.49 |  | 26.63 |  | 31.22 |  | 28.96 |  | 25.3 |  | 29.2 |  | 27.7 |  | 24.2 |  | 26.12 |  | 25.71 |  | 22.46
1200 | S137-054 | (50ksi) | 16 | 63.42 |  | 50.33 |  | 43.97 |  | 43.97 |  | 39.95 |  | 34.9 |  | 38.41 |  | 34.9 |  | 30.49 |  | 34.9 |  | 31.71 |  | 27.7 |  | 31.99 |  | 29.44 |  | 25.71 |  | 29.2 |  | 27.7 |  | 24.2 |  | 27.04 |  | 26.31 |  | 22.99 |  | 25.29 |  | 25.17 |  | 21.99 |  | 22.62 |  | 22.62 |  | 20.41
|  |  | 24 | 55.4 |  | 43.97 |  | 38.41 |  | 38.41 |  | 34.9 |  | 30.49 |  | 33.56 |  | 30.49 |  | 26.63 |  | 29.2 |  | 27.7 |  | 24.2 |  | 26.12 |  | 25.71 |  | 22.46 |  | 23.84 |  | 23.84 |  | 21.14 |  | 22.07 |  | 22.07 |  | 20.08 |  | 20.65 |  | 20.65 |  | 19.21 |  | 18.47 |  | 18.47 |  | 17.83
1200S137-068 |  |  | 12 | 76.32 |  | 60.57 |  | 52.92 |  | 52.92 |  | 48.08 |  | 42 |  | 46.23 |  | 42 |  | 36.69 |  | 42 |  | 38.16 |  | 33.33 |  | 38.99 |  | 35.42 |  | 30.95 |  | 36.69 |  | 33.33 |  | 29.12 |  | 34.85 |  | 31.66 |  | 27.66 |  | 33.33 |  | 30.29 |  | 26.46 |  | 30.6 |  | 28.12 |  | 24.56
1200 | S137-068 | (50ksi) | 16 | 69.34 |  | 55.03 |  | 48.08 |  | 48.08 |  | 43.68 |  | 38.16 |  | 42 |  | 38.16 |  | 33.33 |  | 38.16 |  | 34.67 |  | 30.29 |  | 35.42 |  | 32.18 |  | 28.12 |  | 33.33 |  | 30.29 |  | 26.46 |  | 31.66 |  | 28.77 |  | 25.13 |  | 29.63 |  | 27.52 |  | 24.04 |  | 26.5 |  | 25.54 |  | 22.32
|  |  | 24 | 60.57 |  | 48.08 |  | 42 |  | 42 |  | 38.16 |  | 33.33 |  | 36.69 |  | 33.33 |  | 29.12 |  | 33.33 |  | 30.29 |  | 26.46 |  | 30.6 |  | 28.12 |  | 24.56 |  | 27.93 |  | 26.46 |  | 23.11 |  | 25.86 |  | 25.13 |  | 21.96 |  | 24.19 |  | 24.04 |  | 21 |  | 21.64 |  | 21.64 |  | 19.49
1200S137-097 |  |  | 12 | 86.69 |  | 68.81 |  | 60.11 |  | 60.11 |  | 54.61 |  | 47.71 |  | 52.51 |  | 47.71 |  | 41.68 |  | 47.71 |  | 43.35 |  | 37.87 |  | 44.29 |  | 40.24 |  | 35.15 |  | 41.68 |  | 37.87 |  | 33.08 |  | 39.59 |  | 35.97 |  | 31.42 |  | 37.87 |  | 34.4 |  | 30.05 |  | 35.15 |  | 31.94 |  | 27.9
1200 | S137-097 | (50ksi) | 16 | 78.76 |  | 62.52 |  | 54.61 |  | 54.61 |  | 49.62 |  | 43.35 |  | 47.71 |  | 43.35 |  | 37.87 |  | 43.35 |  | 39.38 |  | 34.4 |  | 40.24 |  | 36.56 |  | 31.94 |  | 37.87 |  | 34.4 |  | 30.05 |  | 35.97 |  | 32.68 |  | 28.55 |  | 34.4 |  | 31.26 |  | 27.31 |  | 31.94 |  | 29.02 |  | 25.35
|  |  | 24 | 68.81 |  | 54.61 |  | 47.71 |  | 47.71 |  | 43.35 |  | 37.87 |  | 41.68 |  | 37.87 |  | 33.08 |  | 37.87 |  | 34.4 |  | 30.05 |  | 35.15 |  | 31.94 |  | 27.9 |  | 33.08 |  | 30.05 |  | 26.25 |  | 31.42 |  | 28.55 |  | 24.94 |  | 30.05 |  | 27.31 |  | 23.85 |  | 27.32 |  | 25.35 |  | 22.14
1200S137-118 |  |  | 12 | 92.88 |  | 73.72 |  | 64.4 |  | 64.4 |  | 58.51 |  | 51.11 |  | 56.26 |  | 51.11 |  | 44.65 |  | 51.11 |  | 46.44 |  | 40.57 |  | 47.45 |  | 43.11 |  | 37.66 |  | 44.65 |  | 40.57 |  | 35.44 |  | 42.42 |  | 38.54 |  | 33.67 |  | 40.57 |  | 36.86 |  | 32.2 |  | 37.66 |  | 34.22 |  | 29.89
1200 | S137-118 | (50ksi) | 16 | 84.39 |  | 66.98 |  | 58.51 |  | 58.51 |  | 53.16 |  | 46.44 |  | 51.11 |  | 46.44 |  | 40.57 |  | 46.44 |  | 42.19 |  | 36.86 |  | 43.11 |  | 39.17 |  | 34.22 |  | 40.57 |  | 36.86 |  | 32.2 |  | 38.54 |  | 35.01 |  | 30.59 |  | 36.86 |  | 33.49 |  | 29.26 |  | 34.22 |  | 31.09 |  | 27.16
|  |  | 24 | 73.72 |  | 58.51 |  | 51.11 |  | 51.11 |  | 46.44 |  | 40.57 |  | 44.65 |  | 40.57 |  | 35.44 |  | 40.57 |  | 36.86 |  | 32.2 |  | 37.66 |  | 34.22 |  | 29.89 |  | 35.44 |  | 32.2 |  | 28.13 |  | 33.67 |  | 30.59 |  | 26.72 |  | 32.2 |  | 29.26 |  | 25.56 |  | 29.89 |  | 27.16 |  | 23.73
1200S162-054 |  |  | 12 | 72.17 |  | 57.28 |  | 50.04 |  | 50.04 |  | 45.46 |  | 39.72 |  | 43.71 |  | 39.72 |  | 34.69 |  | 39.72 |  | 36.08 |  | 31.52 |  | 36.87 |  | 33.5 |  | 29.26 |  | 34.69 |  | 31.52 |  | 27.54 |  | 32.66 |  | 29.94 |  | 26.16 |  | 30.55 |  | 28.64 |  | 25.02 |  | 27.32 |  | 26.59 |  | 23.23
1200 | S162-054 | (50ksi) | 16 | 65.57 |  | 52.04 |  | 45.46 |  | 45.46 |  | 41.31 |  | 36.08 |  | 39.72 |  | 36.08 |  | 31.52 |  | 36.08 |  | 32.78 |  | 28.64 |  | 33.46 |  | 30.43 |  | 26.59 |  | 30.55 |  | 28.64 |  | 25.02 |  | 28.28 |  | 27.21 |  | 23.77 |  | 26.46 |  | 26.02 |  | 22.73 |  | 23.66 |  | 23.66 |  | 21.1
|  |  | 24 | 57.28 |  | 45.46 |  | 39.72 |  | 39.72 |  | 36.08 |  | 31.52 |  | 34.69 |  | 31.52 |  | 27.54 |  | 30.55 |  | 28.64 |  | 25.02 |  | 27.32 |  | 26.59 |  | 23.23 |  | 24.94 |  | 24.94 |  | 21.86 |  | 23.09 |  | 23.09 |  | 20.76 |  | 21.6 |  | 21.6 |  | 19.86 |  | 19.32 |  | 19.32 |  | 18.43
1200S162-068 |  |  | 12 | 78.53 |  | 62.33 |  | 54.45 |  | 54.45 |  | 49.47 |  | 43.22 |  | 47.57 |  | 43.22 |  | 37.75 |  | 43.22 |  | 39.27 |  | 34.3 |  | 40.12 |  | 36.45 |  | 31.84 |  | 37.75 |  | 34.3 |  | 29.97 |  | 35.86 |  | 32.58 |  | 28.47 |  | 34.3 |  | 31.17 |  | 27.23 |  | 31.84 |  | 28.93 |  | 25.27
1200 | S162-068 | (50ksi) | 16 | 71.35 |  | 56.63 |  | 49.47 |  | 49.47 |  | 44.95 |  | 39.27 |  | 43.22 |  | 39.27 |  | 34.3 |  | 39.27 |  | 35.68 |  | 31.17 |  | 36.45 |  | 33.12 |  | 28.93 |  | 34.3 |  | 31.17 |  | 27.23 |  | 32.58 |  | 29.6 |  | 25.86 |  | 31.17 |  | 28.32 |  | 24.74 |  | 27.89 |  | 26.29 |  | 22.96
|  |  | 24 | 62.33 |  | 49.47 |  | 43.22 |  | 43.22 |  | 39.27 |  | 34.3 |  | 37.75 |  | 34.3 |  | 29.97 |  | 34.3 |  | 31.17 |  | 27.23 |  | 31.84 |  | 28.93 |  | 25.27 |  | 29.4 |  | 27.23 |  | 23.78 |  | 27.22 |  | 25.86 |  | 22.59 |  | 25.46 |  | 24.74 |  | 21.61 |  | 22.77 |  | 22.77 |  | 20.06
1200S162-097 |  |  | 12 | 89.39 |  | 70.95 |  | 61.98 |  | 61.98 |  | 56.31 |  | 49.19 |  | 54.15 |  | 49.19 |  | 42.98 |  | 49.19 |  | 44.7 |  | 39.05 |  | 45.67 |  | 41.49 |  | 36.25 |  | 42.98 |  | 39.05 |  | 34.11 |  | 40.82 |  | 37.09 |  | 32.4 |  | 39.05 |  | 35.48 |  | 30.99 |  | 36.25 |  | 32.93 |  | 28.77
1200 | S162-097 | (50ksi) | 16 | 81.22 |  | 64.46 |  | 56.31 |  | 56.31 |  | 51.16 |  | 44.7 |  | 49.19 |  | 44.7 |  | 39.05 |  | 44.7 |  | 40.61 |  | 35.48 |  | 41.49 |  | 37.7 |  | 32.93 |  | 39.05 |  | 35.48 |  | 30.99 |  | 37.09 |  | 33.7 |  | 29.44 |  | 35.48 |  | 32.23 |  | 28.16 |  | 32.93 |  | 29.92 |  | 26.14
|  |  | 24 | 70.95 |  | 56.31 |  | 49.19 |  | 49.19 |  | 44.7 |  | 39.05 |  | 42.98 |  | 39.05 |  | 34.11 |  | 39.05 |  | 35.48 |  | 30.99 |  | 36.25 |  | 32.93 |  | 28.77 |  | 34.11 |  | 30.99 |  | 27.07 |  | 32.4 |  | 29.44 |  | 25.72 |  | 30.99 |  | 28.16 |  | 24.6 |  | 28.73 |  | 26.14 |  | 22.83
1200S162-118 |  |  | 12 | 95.4 |  | 75.72 |  | 66.14 |  | 66.14 |  | 60.1 |  | 52.5 |  | 57.78 |  | 52.5 |  | 45.86 |  | 52.5 |  | 47.7 |  | 41.67 |  | 48.74 |  | 44.28 |  | 38.68 |  | 45.86 |  | 41.67 |  | 36.4 |  | 43.56 |  | 39.58 |  | 34.58 |  | 41.67 |  | 37.86 |  | 33.07 |  | 38.68 |  | 35.14 |  | 30.7
1200 | S162-118 | (50ksi) | 16 | 86.67 |  | 68.79 |  | 60.1 |  | 60.1 |  | 54.6 |  | 47.7 |  | 52.5 |  | 47.7 |  | 41.67 |  | 47.7 |  | 43.34 |  | 37.86 |  | 44.28 |  | 40.23 |  | 35.14 |  | 41.67 |  | 37.86 |  | 33.07 |  | 39.58 |  | 35.96 |  | 31.42 |  | 37.86 |  | 34.4 |  | 30.05 |  | 35.14 |  | 31.93 |  | 27.89
|  |  | 24 | 75.72 |  | 60.1 |  | 52.5 |  | 52.5 |  | 47.7 |  | 41.67 |  | 45.86 |  | 41.67 |  | 36.4 |  | 41.67 |  | 37.86 |  | 33.07 |  | 38.68 |  | 35.14 |  | 30.7 |  | 36.4 |  | 33.07 |  | 28.89 |  | 34.58 |  | 31.42 |  | 27.44 |  | 33.07 |  | 30.05 |  | 26.25 |  | 30.7 |  | 27.89 |  | 24.37
1200S200-054 |  |  | 12 | 74.86 |  | 59.42 |  | 51.91 |  | 51.91 |  | 47.16 |  | 41.2 |  | 45.34 |  | 41.2 |  | 35.99 |  | 41.2 |  | 37.43 |  | 32.7 |  | 38.24 |  | 34.75 |  | 30.35 |  | 35.46 |  | 32.7 |  | 28.56 |  | 32.83 |  | 31.06 |  | 27.13 |  | 30.71 |  | 29.71 |  | 25.95 |  | 27.47 |  | 27.47 |  | 24.09
1200 | S200-054 | (50ksi) | 16 | 68.02 |  | 53.98 |  | 47.16 |  | 47.16 |  | 42.85 |  | 37.43 |  | 41.2 |  | 37.43 |  | 32.7 |  | 37.43 |  | 34.01 |  | 29.71 |  | 33.64 |  | 31.57 |  | 27.58 |  | 30.71 |  | 29.71 |  | 25.95 |  | 28.43 |  | 28.22 |  | 24.65 |  | 26.6 |  | 26.6 |  | 23.58 |  | 23.79 |  | 23.79 |  | 21.89
|  |  | 24 | 59.42 |  | 47.16 |  | 41.2 |  | 41.2 |  | 37.43 |  | 32.7 |  | 35.46 |  | 32.7 |  | 28.56 |  | 30.71 |  | 29.71 |  | 25.95 |  | 27.47 |  | 27.47 |  | 24.09 |  | 25.07 |  | 25.07 |  | 22.67 |  | 23.21 |  | 23.21 |  | 21.54 |  | 21.71 |  | 21.71 |  | 20.6 |  | 19.42 |  | 19.42 |  | 19.12
1200S200-068 |  |  | 12 | 81.52 |  | 64.71 |  | 56.53 |  | 56.53 |  | 51.36 |  | 44.86 |  | 49.38 |  | 44.86 |  | 39.19 |  | 44.86 |  | 40.76 |  | 35.61 |  | 41.65 |  | 37.84 |  | 33.06 |  | 39.19 |  | 35.61 |  | 31.11 |  | 37.23 |  | 33.83 |  | 29.55 |  | 35.61 |  | 32.35 |  | 28.26 |  | 33.06 |  | 30.03 |  | 26.24
1200 | S200-068 | (50ksi) | 16 | 74.07 |  | 58.79 |  | 51.36 |  | 51.36 |  | 46.66 |  | 40.76 |  | 44.86 |  | 40.76 |  | 35.61 |  | 40.76 |  | 37.03 |  | 32.35 |  | 37.84 |  | 34.38 |  | 30.03 |  | 35.61 |  | 32.35 |  | 28.26 |  | 33.83 |  | 30.73 |  | 26.85 |  | 32.35 |  | 29.39 |  | 25.68 |  | 28.95 |  | 27.29 |  | 23.84
|  |  | 24 | 64.71 |  | 51.36 |  | 44.86 |  | 44.86 |  | 40.76 |  | 35.61 |  | 39.19 |  | 35.61 |  | 31.11 |  | 35.61 |  | 32.35 |  | 28.26 |  | 33.06 |  | 30.03 |  | 26.24 |  | 30.51 |  | 28.26 |  | 24.69 |  | 28.25 |  | 26.85 |  | 23.45 |  | 26.43 |  | 25.68 |  | 22.43 |  | 23.64 |  | 23.64 |  | 20.82
1200S200-097 |  |  | 12 | 92.78 |  | 73.64 |  | 64.33 |  | 64.33 |  | 58.45 |  | 51.06 |  | 56.2 |  | 51.06 |  | 44.6 |  | 51.06 |  | 46.39 |  | 40.53 |  | 47.4 |  | 43.06 |  | 37.62 |  | 44.6 |  | 40.53 |  | 35.4 |  | 42.37 |  | 38.5 |  | 33.63 |  | 40.53 |  | 36.82 |  | 32.16 |  | 37.62 |  | 34.18 |  | 29.86
1200 | S200-097 | (50ksi) | 16 | 84.3 |  | 66.91 |  | 58.45 |  | 58.45 |  | 53.1 |  | 46.39 |  | 51.06 |  | 46.39 |  | 40.53 |  | 46.39 |  | 42.15 |  | 36.82 |  | 43.06 |  | 39.13 |  | 34.18 |  | 40.53 |  | 36.82 |  | 32.16 |  | 38.5 |  | 34.98 |  | 30.55 |  | 36.82 |  | 33.45 |  | 29.22 |  | 34.18 |  | 31.05 |  | 27.13
|  |  | 24 | 73.64 |  | 58.45 |  | 51.06 |  | 51.06 |  | 46.39 |  | 40.53 |  | 44.6 |  | 40.53 |  | 35.4 |  | 40.53 |  | 36.82 |  | 32.16 |  | 37.62 |  | 34.18 |  | 29.86 |  | 35.4 |  | 32.16 |  | 28.1 |  | 33.63 |  | 30.55 |  | 26.69 |  | 32.16 |  | 29.22 |  | 25.53 |  | 29.86 |  | 27.13 |  | 23.7
1200S200-118 |  |  | 12 | 99.2 |  | 78.74 |  | 68.78 |  | 68.78 |  | 62.5 |  | 54.59 |  | 60.09 |  | 54.59 |  | 47.69 |  | 54.59 |  | 49.6 |  | 43.33 |  | 50.68 |  | 46.05 |  | 40.23 |  | 47.69 |  | 43.33 |  | 37.85 |  | 45.3 |  | 41.16 |  | 35.96 |  | 43.33 |  | 39.37 |  | 34.39 |  | 40.23 |  | 36.55 |  | 31.93
1200 | S200-118 | (50ksi) | 16 | 90.13 |  | 71.54 |  | 62.5 |  | 62.5 |  | 56.78 |  | 49.6 |  | 54.59 |  | 49.6 |  | 43.33 |  | 49.6 |  | 45.07 |  | 39.37 |  | 46.05 |  | 41.84 |  | 36.55 |  | 43.33 |  | 39.37 |  | 34.39 |  | 41.16 |  | 37.4 |  | 32.67 |  | 39.37 |  | 35.77 |  | 31.25 |  | 36.55 |  | 33.21 |  | 29.01
|  |  | 24 | 78.74 |  | 62.5 |  | 54.59 |  | 54.59 |  | 49.6 |  | 43.33 |  | 47.69 |  | 43.33 |  | 37.85 |  | 43.33 |  | 39.37 |  | 34.39 |  | 40.23 |  | 36.55 |  | 31.93 |  | 37.85 |  | 34.39 |  | 30.04 |  | 35.96 |  | 32.67 |  | 28.54 |  | 34.39 |  | 31.25 |  | 27.3 |  | 31.93 |  | 29.01 |  | 25.34
1200S250-054 |  |  | 12 | 77.58 |  | 61.57 |  | 53.79 |  | 53.79 |  | 48.87 |  | 42.69 |  | 46.99 |  | 42.69 |  | 37.3 |  | 42.69 |  | 38.79 |  | 33.89 |  | 39.63 |  | 36.01 |  | 31.46 |  | 36.44 |  | 33.89 |  | 29.6 |  | 33.73 |  | 32.19 |  | 28.12 |  | 31.56 |  | 30.79 |  | 26.9 |  | 28.22 |  | 28.22 |  | 24.97
1200 | S250-054 | (50ksi) | 16 | 70.49 |  | 55.94 |  | 48.87 |  | 48.87 |  | 44.4 |  | 38.79 |  | 42.69 |  | 38.79 |  | 33.89 |  | 38.65 |  | 35.24 |  | 30.79 |  | 34.57 |  | 32.72 |  | 28.58 |  | 31.56 |  | 30.79 |  | 26.9 |  | 29.21 |  | 29.21 |  | 25.55 |  | 27.33 |  | 27.33 |  | 24.44 |  | 24.44 |  | 24.44 |  | 22.68
|  |  | 24 | 61.57 |  | 48.87 |  | 42.69 |  | 42.69 |  | 38.79 |  | 33.89 |  | 36.44 |  | 33.89 |  | 29.6 |  | 31.56 |  | 30.79 |  | 26.9 |  | 28.22 |  | 28.22 |  | 24.97 |  | 25.77 |  | 25.77 |  | 23.5 |  | 23.85 |  | 23.85 |  | 22.32 |  | 22.31 |  | 22.31 |  | 21.35 |  | 19.96 |  | 19.96 |  | 19.82
1200S250-068 |  |  | 12 | 85.17 |  | 67.6 |  | 59.05 |  | 59.05 |  | 53.65 |  | 46.87 |  | 51.59 |  | 46.87 |  | 40.94 |  | 46.87 |  | 42.58 |  | 37.2 |  | 43.51 |  | 39.53 |  | 34.53 |  | 40.94 |  | 37.2 |  | 32.5 |  | 38.89 |  | 35.34 |  | 30.87 |  | 37.2 |  | 33.8 |  | 29.53 |  | 34.13 |  | 31.38 |  | 27.41
1200 | S250-068 | (50ksi) | 16 | 77.38 |  | 61.42 |  | 53.65 |  | 53.65 |  | 48.75 |  | 42.58 |  | 46.87 |  | 42.58 |  | 37.2 |  | 42.58 |  | 38.69 |  | 33.8 |  | 39.53 |  | 35.92 |  | 31.38 |  | 37.2 |  | 33.8 |  | 29.53 |  | 35.33 |  | 32.11 |  | 28.05 |  | 33.05 |  | 30.71 |  | 26.83 |  | 29.56 |  | 28.51 |  | 24.9
|  |  | 24 | 67.6 |  | 53.65 |  | 46.87 |  | 46.87 |  | 42.58 |  | 37.2 |  | 40.94 |  | 37.2 |  | 32.5 |  | 37.2 |  | 33.8 |  | 29.53 |  | 34.13 |  | 31.38 |  | 27.41 |  | 31.16 |  | 29.53 |  | 25.79 |  | 28.85 |  | 28.05 |  | 24.5 |  | 26.99 |  | 26.83 |  | 23.43 |  | 24.14 |  | 24.14 |  | 21.75
1200S250-097 |  |  | 12 | 96.73 |  | 76.77 |  | 67.07 |  | 67.07 |  | 60.93 |  | 53.23 |  | 58.59 |  | 53.23 |  | 46.5 |  | 53.23 |  | 48.36 |  | 42.25 |  | 49.42 |  | 44.9 |  | 39.22 |  | 46.5 |  | 42.25 |  | 36.91 |  | 44.17 |  | 40.13 |  | 35.06 |  | 42.25 |  | 38.39 |  | 33.53 |  | 39.22 |  | 35.63 |  | 31.13
1200 | S250-097 | (50ksi) | 16 | 87.88 |  | 69.75 |  | 60.93 |  | 60.93 |  | 55.36 |  | 48.36 |  | 53.23 |  | 48.36 |  | 42.25 |  | 48.36 |  | 43.94 |  | 38.39 |  | 44.9 |  | 40.79 |  | 35.63 |  | 42.25 |  | 38.39 |  | 33.53 |  | 40.13 |  | 36.46 |  | 31.85 |  | 38.39 |  | 34.88 |  | 30.47 |  | 35.63 |  | 32.38 |  | 28.28
|  |  | 24 | 76.77 |  | 60.93 |  | 53.23 |  | 53.23 |  | 48.36 |  | 42.25 |  | 46.5 |  | 42.25 |  | 36.91 |  | 42.25 |  | 38.39 |  | 33.53 |  | 39.22 |  | 35.63 |  | 31.13 |  | 36.91 |  | 33.53 |  | 29.29 |  | 35.06 |  | 31.85 |  | 27.83 |  | 33.53 |  | 30.47 |  | 26.62 |  | 31.13 |  | 28.28 |  | 24.71
1200S250-118 |  |  | 12 | 102.95 |  | 81.71 |  | 71.38 |  | 71.38 |  | 64.85 |  | 56.66 |  | 62.36 |  | 56.66 |  | 49.49 |  | 56.66 |  | 51.48 |  | 44.97 |  | 52.59 |  | 47.79 |  | 41.74 |  | 49.49 |  | 44.97 |  | 39.28 |  | 47.01 |  | 42.72 |  | 37.32 |  | 44.97 |  | 40.86 |  | 35.69 |  | 41.74 |  | 37.93 |  | 33.13
1200 | S250-118 | (50ksi) | 16 | 93.54 |  | 74.24 |  | 64.85 |  | 64.85 |  | 58.92 |  | 51.48 |  | 56.66 |  | 51.48 |  | 44.97 |  | 51.48 |  | 46.77 |  | 40.86 |  | 47.79 |  | 43.42 |  | 37.93 |  | 44.97 |  | 40.86 |  | 35.69 |  | 42.72 |  | 38.81 |  | 33.9 |  | 40.86 |  | 37.12 |  | 32.43 |  | 37.93 |  | 34.46 |  | 30.1
|  |  | 24 | 81.71 |  | 64.85 |  | 56.66 |  | 56.66 |  | 51.48 |  | 44.97 |  | 49.49 |  | 44.97 |  | 39.28 |  | 44.97 |  | 40.86 |  | 35.69 |  | 41.74 |  | 37.93 |  | 33.13 |  | 39.28 |  | 35.69 |  | 31.18 |  | 37.32 |  | 33.9 |  | 29.62 |  | 35.69 |  | 32.43 |  | 28.33 |  | 33.13 |  | 30.1 |  | 26.3
1200S300-054 |  |  | 12 | 81.8 |  | 64.92 |  | 56.72 |  | 56.72 |  | 51.53 |  | 45.02 |  | 49.55 |  | 45.02 |  | 39.33 |  | 45.02 |  | 40.9 |  | 35.73 |  | 40.9 |  | 37.97 |  | 33.17 |  | 37.34 |  | 35.73 |  | 31.21 |  | 34.57 |  | 33.94 |  | 29.65 |  | 32.34 |  | 32.34 |  | 28.36 |  | 28.92 |  | 28.92 |  | 26.33
1200 | S300-054 | (50ksi) | 16 | 74.32 |  | 58.99 |  | 51.53 |  | 51.53 |  | 46.82 |  | 40.9 |  | 45.02 |  | 40.9 |  | 35.73 |  | 39.6 |  | 37.16 |  | 32.46 |  | 35.42 |  | 34.5 |  | 30.14 |  | 32.34 |  | 32.34 |  | 28.36 |  | 29.94 |  | 29.94 |  | 26.94 |  | 28 |  | 28 |  | 25.77 |  | 25.05 |  | 25.05 |  | 23.92
|  |  | 24 | 64.67 |  | 51.53 |  | 45.02 |  | 45.02 |  | 40.9 |  | 35.73 |  | 37.34 |  | 35.73 |  | 31.21 |  | 32.34 |  | 32.34 |  | 28.36 |  | 28.92 |  | 28.92 |  | 26.33 |  | 26.4 |  | 26.4 |  | 24.77 |  | 24.44 |  | 24.44 |  | 23.53 |  | 22.87 |  | 22.87 |  | 22.51 |  | 20.45 |  | 20.45 |  | 20.45
1200S300-068 |  |  | 12 | 88.91 |  | 70.57 |  | 61.65 |  | 61.65 |  | 56.01 |  | 48.93 |  | 53.85 |  | 48.93 |  | 42.74 |  | 48.93 |  | 44.45 |  | 38.83 |  | 45.42 |  | 41.27 |  | 36.05 |  | 42.74 |  | 38.83 |  | 33.92 |  | 40.6 |  | 36.89 |  | 32.23 |  | 38.83 |  | 35.28 |  | 30.82 |  | 36.05 |  | 32.75 |  | 28.61
1200 | S300-068 | (50ksi) | 16 | 80.78 |  | 64.11 |  | 56.01 |  | 56.01 |  | 50.89 |  | 44.45 |  | 48.93 |  | 44.45 |  | 38.83 |  | 44.45 |  | 40.39 |  | 35.28 |  | 41.27 |  | 37.49 |  | 32.75 |  | 38.83 |  | 35.28 |  | 30.82 |  | 36.89 |  | 33.52 |  | 29.28 |  | 35.1 |  | 32.06 |  | 28 |  | 31.4 |  | 29.76 |  | 26
|  |  | 24 | 70.57 |  | 56.01 |  | 48.93 |  | 48.93 |  | 44.45 |  | 38.83 |  | 42.74 |  | 38.83 |  | 33.92 |  | 38.83 |  | 35.28 |  | 30.82 |  | 36.05 |  | 32.75 |  | 28.61 |  | 33.09 |  | 30.82 |  | 26.93 |  | 30.64 |  | 29.28 |  | 25.58 |  | 28.66 |  | 28 |  | 24.46 |  | 25.63 |  | 25.63 |  | 22.71
1200S300-097 |  |  | 12 | 100.18 |  | 79.51 |  | 69.46 |  | 69.46 |  | 63.11 |  | 55.13 |  | 60.68 |  | 55.13 |  | 48.16 |  | 55.13 |  | 50.09 |  | 43.76 |  | 51.18 |  | 46.5 |  | 40.62 |  | 48.16 |  | 43.76 |  | 38.22 |  | 45.75 |  | 41.56 |  | 36.31 |  | 43.76 |  | 39.76 |  | 34.73 |  | 40.62 |  | 36.91 |  | 32.24
1200 | S300-097 | (50ksi) | 16 | 91.02 |  | 72.24 |  | 63.11 |  | 63.11 |  | 57.34 |  | 50.09 |  | 55.13 |  | 50.09 |  | 43.76 |  | 50.09 |  | 45.51 |  | 39.76 |  | 46.5 |  | 42.25 |  | 36.91 |  | 43.76 |  | 39.76 |  | 34.73 |  | 41.56 |  | 37.76 |  | 32.99 |  | 39.76 |  | 36.12 |  | 31.55 |  | 36.91 |  | 33.53 |  | 29.29
|  |  | 24 | 79.51 |  | 63.11 |  | 55.13 |  | 55.13 |  | 50.09 |  | 43.76 |  | 48.16 |  | 43.76 |  | 38.22 |  | 43.76 |  | 39.76 |  | 34.73 |  | 40.62 |  | 36.91 |  | 32.24 |  | 38.22 |  | 34.73 |  | 30.34 |  | 36.31 |  | 32.99 |  | 28.82 |  | 34.73 |  | 31.55 |  | 27.56 |  | 32.24 |  | 29.29 |  | 25.59
1200S300-118 |  |  | 12 | 106.44 |  | 84.48 |  | 73.8 |  | 73.8 |  | 67.05 |  | 58.58 |  | 64.47 |  | 58.58 |  | 51.17 |  | 58.58 |  | 53.22 |  | 46.49 |  | 54.38 |  | 49.41 |  | 43.16 |  | 51.17 |  | 46.49 |  | 40.62 |  | 48.61 |  | 44.16 |  | 38.58 |  | 46.49 |  | 42.24 |  | 36.9 |  | 43.16 |  | 39.21 |  | 34.26
1200 | S300-118 | (50ksi) | 16 | 96.71 |  | 76.76 |  | 67.05 |  | 67.05 |  | 60.92 |  | 53.22 |  | 58.58 |  | 53.22 |  | 46.49 |  | 53.22 |  | 48.35 |  | 42.24 |  | 49.41 |  | 44.89 |  | 39.21 |  | 46.49 |  | 42.24 |  | 36.9 |  | 44.16 |  | 40.13 |  | 35.05 |  | 42.24 |  | 38.38 |  | 33.53 |  | 39.21 |  | 35.63 |  | 31.12
|  |  | 24 | 84.48 |  | 67.05 |  | 58.58 |  | 58.58 |  | 53.22 |  | 46.49 |  | 51.17 |  | 46.49 |  | 40.62 |  | 46.49 |  | 42.24 |  | 36.9 |  | 43.16 |  | 39.21 |  | 34.26 |  | 40.62 |  | 36.9 |  | 32.24 |  | 38.58 |  | 35.05 |  | 30.62 |  | 36.9 |  | 33.53 |  | 29.29 |  | 34.26 |  | 31.12 |  | 27.19
1200S350-054 |  |  | 12 | 85.5 |  | 67.86 |  | 59.28 |  | 59.28 |  | 53.86 |  | 47.05 |  | 51.79 |  | 47.05 |  | 41.1 |  | 47.05 |  | 42.75 |  | 37.34 |  | 43.68 |  | 39.68 |  | 34.67 |  | 40.68 |  | 37.34 |  | 32.62 |  | 37.66 |  | 35.47 |  | 30.99 |  | 35.23 |  | 33.93 |  | 29.64 |  | 31.51 |  | 31.5 |  | 27.52
1200 | S350-054 | (50ksi) | 16 | 77.68 |  | 61.65 |  | 53.86 |  | 53.86 |  | 48.93 |  | 42.75 |  | 47.05 |  | 42.75 |  | 37.34 |  | 42.75 |  | 38.84 |  | 33.93 |  | 38.59 |  | 36.06 |  | 31.5 |  | 35.23 |  | 33.93 |  | 29.64 |  | 32.61 |  | 32.23 |  | 28.16 |  | 30.51 |  | 30.51 |  | 26.93 |  | 27.29 |  | 27.29 |  | 25
|  |  | 24 | 67.86 |  | 53.86 |  | 47.05 |  | 47.05 |  | 42.75 |  | 37.34 |  | 40.68 |  | 37.34 |  | 32.62 |  | 35.23 |  | 33.93 |  | 29.64 |  | 31.51 |  | 31.5 |  | 27.52 |  | 28.76 |  | 28.76 |  | 25.89 |  | 26.63 |  | 26.63 |  | 24.6 |  | 24.91 |  | 24.91 |  | 23.53 |  | 22.28 |  | 22.28 |  | 21.84
1200S350-068 |  |  | 12 | 92.09 |  | 73.09 |  | 63.85 |  | 63.85 |  | 58.01 |  | 50.68 |  | 55.78 |  | 50.68 |  | 44.27 |  | 50.68 |  | 46.04 |  | 40.22 |  | 47.04 |  | 42.74 |  | 37.34 |  | 44.27 |  | 40.22 |  | 35.14 |  | 42.05 |  | 38.21 |  | 33.38 |  | 40.22 |  | 36.54 |  | 31.92 |  | 37.34 |  | 33.93 |  | 29.64
1200 | S350-068 | (50ksi) | 16 | 83.67 |  | 66.41 |  | 58.01 |  | 58.01 |  | 52.71 |  | 46.04 |  | 50.68 |  | 46.04 |  | 40.22 |  | 46.04 |  | 41.83 |  | 36.54 |  | 42.74 |  | 38.83 |  | 33.93 |  | 40.22 |  | 36.54 |  | 31.92 |  | 38.21 |  | 34.71 |  | 30.33 |  | 36.5 |  | 33.2 |  | 29.01 |  | 32.65 |  | 30.82 |  | 26.93
|  |  | 24 | 73.09 |  | 58.01 |  | 50.68 |  | 50.68 |  | 46.04 |  | 40.22 |  | 44.27 |  | 40.22 |  | 35.14 |  | 40.22 |  | 36.54 |  | 31.92 |  | 37.34 |  | 33.93 |  | 29.64 |  | 34.41 |  | 31.92 |  | 27.89 |  | 31.86 |  | 30.33 |  | 26.49 |  | 29.8 |  | 29.01 |  | 25.34 |  | 26.65 |  | 26.65 |  | 23.52
1200S350-097 |  |  | 12 | 103.01 |  | 81.76 |  | 71.42 |  | 71.42 |  | 64.89 |  | 56.69 |  | 62.39 |  | 56.69 |  | 49.52 |  | 56.69 |  | 51.5 |  | 44.99 |  | 52.62 |  | 47.81 |  | 41.77 |  | 49.52 |  | 44.99 |  | 39.3 |  | 47.04 |  | 42.74 |  | 37.34 |  | 44.99 |  | 40.88 |  | 35.71 |  | 41.77 |  | 37.95 |  | 33.15
1200 | S350-097 | (50ksi) | 16 | 93.59 |  | 74.28 |  | 64.89 |  | 64.89 |  | 58.96 |  | 51.5 |  | 56.69 |  | 51.5 |  | 44.99 |  | 51.5 |  | 46.79 |  | 40.88 |  | 47.81 |  | 43.44 |  | 37.95 |  | 44.99 |  | 40.88 |  | 35.71 |  | 42.74 |  | 38.83 |  | 33.92 |  | 40.88 |  | 37.14 |  | 32.45 |  | 37.95 |  | 34.48 |  | 30.12
|  |  | 24 | 81.76 |  | 64.89 |  | 56.69 |  | 56.69 |  | 51.5 |  | 44.99 |  | 49.52 |  | 44.99 |  | 39.3 |  | 44.99 |  | 40.88 |  | 35.71 |  | 41.77 |  | 37.95 |  | 33.15 |  | 39.3 |  | 35.71 |  | 31.2 |  | 37.34 |  | 33.92 |  | 29.63 |  | 35.71 |  | 32.45 |  | 28.34 |  | 33.15 |  | 30.12 |  | 26.31
1200S350-118 |  |  | 12 | 109.96 |  | 87.28 |  | 76.25 |  | 76.25 |  | 69.27 |  | 60.52 |  | 66.61 |  | 60.52 |  | 52.87 |  | 60.52 |  | 54.98 |  | 48.03 |  | 56.18 |  | 51.04 |  | 44.59 |  | 52.87 |  | 48.03 |  | 41.96 |  | 50.22 |  | 45.63 |  | 39.86 |  | 48.03 |  | 43.64 |  | 38.12 |  | 44.59 |  | 40.51 |  | 35.39
1200 | S350-118 | (50ksi) | 16 | 99.91 |  | 79.3 |  | 69.27 |  | 69.27 |  | 62.94 |  | 54.98 |  | 60.52 |  | 54.98 |  | 48.03 |  | 54.98 |  | 49.95 |  | 43.64 |  | 51.04 |  | 46.37 |  | 40.51 |  | 48.03 |  | 43.64 |  | 38.12 |  | 45.63 |  | 41.45 |  | 36.21 |  | 43.64 |  | 39.65 |  | 34.64 |  | 40.51 |  | 36.81 |  | 32.15
|  |  | 24 | 87.28 |  | 69.27 |  | 60.52 |  | 60.52 |  | 54.98 |  | 48.03 |  | 52.87 |  | 48.03 |  | 41.96 |  | 48.03 |  | 43.64 |  | 38.12 |  | 44.59 |  | 40.51 |  | 35.39 |  | 41.96 |  | 38.12 |  | 33.3 |  | 39.86 |  | 36.21 |  | 31.64 |  | 38.12 |  | 34.64 |  | 30.26 |  | 35.39 |  | 32.15 |  | 28.09
1400S125-054 |  |  | 12 | 76.1 |  | 60.4 |  | 52.77 |  | 52.77 |  | 47.94 |  | 41.88 |  | 46.1 |  | 41.88 |  | 36.59 |  | 41.78 |  | 38.05 |  | 33.24 |  | 37.37 |  | 35.32 |  | 30.86 |  | 34.12 |  | 33.24 |  | 29.04 |  | 31.58 |  | 31.58 |  | 27.58 |  | 29.54 |  | 29.54 |  | 26.38 |  | 26.43 |  | 26.43 |  | 24.49
1400 | S125-054 | (50ksi) | 16 | 69.14 |  | 54.88 |  | 47.94 |  | 47.94 |  | 43.56 |  | 38.05 |  | 41.78 |  | 38.05 |  | 33.24 |  | 36.18 |  | 34.57 |  | 30.2 |  | 32.36 |  | 32.09 |  | 28.04 |  | 29.54 |  | 29.54 |  | 26.38 |  | 27.35 |  | 27.35 |  | 25.06 |  | 25.59 |  | 25.59 |  | 23.97 |  | 22.89 |  | 22.89 |  | 22.25
|  |  | 24 | 59.09 |  | 47.94 |  | 41.88 |  | 41.78 |  | 38.05 |  | 33.24 |  | 34.12 |  | 33.24 |  | 29.04 |  | 29.54 |  | 29.54 |  | 26.38 |  | 26.43 |  | 26.43 |  | 24.49 |  | 24.12 |  | 24.12 |  | 23.05 |  | 22.33 |  | 22.33 |  | 21.89 |  | 20.89 |  | 20.89 |  | 20.89 |  | 18.69 |  | 18.69 |  | 18.69
1400S125-068 |  |  | 12 | 83.27 |  | 66.09 |  | 57.74 |  | 57.74 |  | 52.46 |  | 45.82 |  | 50.44 |  | 45.82 |  | 40.03 |  | 45.82 |  | 41.63 |  | 36.37 |  | 42.54 |  | 38.65 |  | 33.76 |  | 40.03 |  | 36.37 |  | 31.77 |  | 37.06 |  | 34.55 |  | 30.18 |  | 34.67 |  | 33.05 |  | 28.87 |  | 31.01 |  | 30.68 |  | 26.8
1400 | S125-068 | (50ksi) | 16 | 75.65 |  | 60.05 |  | 52.46 |  | 52.46 |  | 47.66 |  | 41.63 |  | 45.82 |  | 41.63 |  | 36.37 |  | 41.63 |  | 37.83 |  | 33.05 |  | 37.98 |  | 35.12 |  | 30.68 |  | 34.67 |  | 33.05 |  | 28.87 |  | 32.1 |  | 31.39 |  | 27.42 |  | 30.02 |  | 30.02 |  | 26.23 |  | 26.86 |  | 26.86 |  | 24.35
|  |  | 24 | 66.09 |  | 52.46 |  | 45.82 |  | 45.82 |  | 41.63 |  | 36.37 |  | 40.03 |  | 36.37 |  | 31.77 |  | 34.67 |  | 33.05 |  | 28.87 |  | 31.01 |  | 30.68 |  | 26.8 |  | 28.31 |  | 28.31 |  | 25.22 |  | 26.21 |  | 26.21 |  | 23.96 |  | 24.52 |  | 24.52 |  | 22.91 |  | 21.93 |  | 21.93 |  | 21.27
1400S125-097 |  |  | 12 | 95.46 |  | 75.77 |  | 66.19 |  | 66.19 |  | 60.14 |  | 52.54 |  | 57.82 |  | 52.54 |  | 45.89 |  | 52.54 |  | 47.73 |  | 41.7 |  | 48.77 |  | 44.31 |  | 38.71 |  | 45.89 |  | 41.7 |  | 36.43 |  | 43.6 |  | 39.61 |  | 34.6 |  | 41.7 |  | 37.88 |  | 33.1 |  | 38.71 |  | 35.17 |  | 30.72
1400 | S125-097 | (50ksi) | 16 | 86.73 |  | 68.84 |  | 60.14 |  | 60.14 |  | 54.64 |  | 47.73 |  | 52.54 |  | 47.73 |  | 41.7 |  | 47.73 |  | 43.37 |  | 37.88 |  | 44.31 |  | 40.26 |  | 35.17 |  | 41.7 |  | 37.88 |  | 33.1 |  | 39.61 |  | 35.99 |  | 31.44 |  | 37.88 |  | 34.42 |  | 30.07 |  | 34.74 |  | 31.95 |  | 27.91
|  |  | 24 | 75.77 |  | 60.14 |  | 52.54 |  | 52.54 |  | 47.73 |  | 41.7 |  | 45.89 |  | 41.7 |  | 36.43 |  | 41.7 |  | 37.88 |  | 33.1 |  | 38.71 |  | 35.17 |  | 30.72 |  | 36.43 |  | 33.1 |  | 28.91 |  | 33.9 |  | 31.44 |  | 27.46 |  | 31.71 |  | 30.07 |  | 26.27 |  | 28.37 |  | 27.91 |  | 24.39
1400S125-118 |  |  | 12 | 103.34 |  | 82.02 |  | 71.65 |  | 71.65 |  | 65.1 |  | 56.87 |  | 62.59 |  | 56.87 |  | 49.68 |  | 56.87 |  | 51.67 |  | 45.14 |  | 52.79 |  | 47.96 |  | 41.9 |  | 49.68 |  | 45.14 |  | 39.43 |  | 47.19 |  | 42.88 |  | 37.45 |  | 45.14 |  | 41.01 |  | 35.82 |  | 41.9 |  | 38.07 |  | 33.26
1400 | S125-118 | (50ksi) | 16 | 93.89 |  | 74.52 |  | 65.1 |  | 65.1 |  | 59.14 |  | 51.67 |  | 56.87 |  | 51.67 |  | 45.14 |  | 51.67 |  | 46.94 |  | 41.01 |  | 47.96 |  | 43.58 |  | 38.07 |  | 45.14 |  | 41.01 |  | 35.82 |  | 42.88 |  | 38.95 |  | 34.03 |  | 41.01 |  | 37.26 |  | 32.55 |  | 38.07 |  | 34.59 |  | 30.22
|  |  | 24 | 82.02 |  | 65.1 |  | 56.87 |  | 56.87 |  | 51.67 |  | 45.14 |  | 49.68 |  | 45.14 |  | 39.43 |  | 45.14 |  | 41.01 |  | 35.82 |  | 41.9 |  | 38.07 |  | 33.26 |  | 39.43 |  | 35.82 |  | 31.3 |  | 37.45 |  | 34.03 |  | 29.73 |  | 35.82 |  | 32.55 |  | 28.43 |  | 32.91 |  | 30.22 |  | 26.4
1400S137-054 |  |  | 12 | 78.6 |  | 62.38 |  | 54.5 |  | 54.5 |  | 49.51 |  | 43.25 |  | 47.61 |  | 43.25 |  | 37.78 |  | 43.25 |  | 39.3 |  | 34.33 |  | 40.15 |  | 36.48 |  | 31.87 |  | 36.75 |  | 34.33 |  | 29.99 |  | 34.03 |  | 32.61 |  | 28.49 |  | 31.83 |  | 31.19 |  | 27.25 |  | 28.47 |  | 28.47 |  | 25.29
1400 | S137-054 | (50ksi) | 16 | 71.41 |  | 56.68 |  | 49.51 |  | 49.51 |  | 44.98 |  | 39.3 |  | 43.25 |  | 39.3 |  | 34.33 |  | 38.98 |  | 35.7 |  | 31.19 |  | 34.87 |  | 33.15 |  | 28.95 |  | 31.83 |  | 31.19 |  | 27.25 |  | 29.47 |  | 29.47 |  | 25.88 |  | 27.56 |  | 27.56 |  | 24.76 |  | 24.65 |  | 24.65 |  | 22.98
|  |  | 24 | 62.38 |  | 49.51 |  | 43.25 |  | 43.25 |  | 39.3 |  | 34.33 |  | 36.75 |  | 34.33 |  | 29.99 |  | 31.83 |  | 31.19 |  | 27.25 |  | 28.47 |  | 28.47 |  | 25.29 |  | 25.99 |  | 25.99 |  | 23.8 |  | 24.06 |  | 24.06 |  | 22.61 |  | 22.51 |  | 22.51 |  | 21.63 |  | 20.13 |  | 20.13 |  | 20.08
1400S137-068 |  |  | 12 | 86.21 |  | 68.42 |  | 59.77 |  | 59.77 |  | 54.31 |  | 47.44 |  | 52.22 |  | 47.44 |  | 41.44 |  | 47.44 |  | 43.1 |  | 37.65 |  | 44.04 |  | 40.01 |  | 34.95 |  | 41.44 |  | 37.65 |  | 32.89 |  | 39.37 |  | 35.77 |  | 31.25 |  | 37.17 |  | 34.21 |  | 29.89 |  | 33.25 |  | 31.76 |  | 27.74
1400 | S137-068 | (50ksi) | 16 | 78.32 |  | 62.17 |  | 54.31 |  | 54.31 |  | 49.34 |  | 43.1 |  | 47.44 |  | 43.1 |  | 37.65 |  | 43.1 |  | 39.16 |  | 34.21 |  | 40.01 |  | 36.35 |  | 31.76 |  | 37.17 |  | 34.21 |  | 29.89 |  | 34.41 |  | 32.5 |  | 28.39 |  | 32.19 |  | 31.08 |  | 27.15 |  | 28.79 |  | 28.79 |  | 25.21
|  |  | 24 | 68.42 |  | 54.31 |  | 47.44 |  | 47.44 |  | 43.1 |  | 37.65 |  | 41.44 |  | 37.65 |  | 32.89 |  | 37.17 |  | 34.21 |  | 29.89 |  | 33.25 |  | 31.76 |  | 27.74 |  | 30.35 |  | 29.89 |  | 26.11 |  | 28.1 |  | 28.1 |  | 24.8 |  | 26.28 |  | 26.28 |  | 23.72 |  | 23.51 |  | 23.51 |  | 22.02
1400S137-097 |  |  | 12 | 98.41 |  | 78.11 |  | 68.23 |  | 68.23 |  | 61.99 |  | 54.16 |  | 59.61 |  | 54.16 |  | 47.31 |  | 54.16 |  | 49.2 |  | 42.98 |  | 50.27 |  | 45.68 |  | 39.9 |  | 47.31 |  | 42.98 |  | 37.55 |  | 44.94 |  | 40.83 |  | 35.67 |  | 42.98 |  | 39.05 |  | 34.12 |  | 39.9 |  | 36.25 |  | 31.67
1400 | S137-097 | (50ksi) | 16 | 89.41 |  | 70.97 |  | 61.99 |  | 61.99 |  | 56.33 |  | 49.2 |  | 54.16 |  | 49.2 |  | 42.98 |  | 49.2 |  | 44.71 |  | 39.05 |  | 45.68 |  | 41.5 |  | 36.25 |  | 42.98 |  | 39.05 |  | 34.12 |  | 40.83 |  | 37.1 |  | 32.41 |  | 39.05 |  | 35.48 |  | 31 |  | 36.25 |  | 32.94 |  | 28.78
|  |  | 24 | 78.11 |  | 61.99 |  | 54.16 |  | 54.16 |  | 49.2 |  | 42.98 |  | 47.31 |  | 42.98 |  | 37.55 |  | 42.98 |  | 39.05 |  | 34.12 |  | 39.9 |  | 36.25 |  | 31.67 |  | 37.55 |  | 34.12 |  | 29.8 |  | 35.67 |  | 32.41 |  | 28.31 |  | 33.44 |  | 31 |  | 27.08 |  | 29.91 |  | 28.78 |  | 25.14
1400S137-118 |  |  | 12 | 106.19 |  | 84.28 |  | 73.63 |  | 73.63 |  | 66.9 |  | 58.44 |  | 64.32 |  | 58.44 |  | 51.05 |  | 58.44 |  | 53.09 |  | 46.38 |  | 54.25 |  | 49.29 |  | 43.06 |  | 51.05 |  | 46.38 |  | 40.52 |  | 48.49 |  | 44.06 |  | 38.49 |  | 46.38 |  | 42.14 |  | 36.81 |  | 43.06 |  | 39.12 |  | 34.17
1400 | S137-118 | (50ksi) | 16 | 96.48 |  | 76.58 |  | 66.9 |  | 66.9 |  | 60.78 |  | 53.09 |  | 58.44 |  | 53.09 |  | 46.38 |  | 53.09 |  | 48.24 |  | 42.14 |  | 49.29 |  | 44.78 |  | 39.12 |  | 46.38 |  | 42.14 |  | 36.81 |  | 44.06 |  | 40.03 |  | 34.97 |  | 42.14 |  | 38.29 |  | 33.45 |  | 39.12 |  | 35.54 |  | 31.05
|  |  | 24 | 84.28 |  | 66.9 |  | 58.44 |  | 58.44 |  | 53.09 |  | 46.38 |  | 51.05 |  | 46.38 |  | 40.52 |  | 46.38 |  | 42.14 |  | 36.81 |  | 43.06 |  | 39.12 |  | 34.17 |  | 40.52 |  | 36.81 |  | 32.16 |  | 38.49 |  | 34.97 |  | 30.55 |  | 36.81 |  | 33.45 |  | 29.22 |  | 34.17 |  | 31.05 |  | 27.12
1400S162-054 |  |  | 12 | 81.19 |  | 64.44 |  | 56.29 |  | 56.29 |  | 51.15 |  | 44.68 |  | 49.18 |  | 44.68 |  | 39.03 |  | 44.68 |  | 40.59 |  | 35.46 |  | 41.48 |  | 37.68 |  | 32.92 |  | 38.41 |  | 35.46 |  | 30.98 |  | 35.56 |  | 33.69 |  | 29.43 |  | 33.27 |  | 32.22 |  | 28.15 |  | 29.75 |  | 29.75 |  | 26.13
1400 | S162-054 | (50ksi) | 16 | 73.76 |  | 58.55 |  | 51.15 |  | 51.15 |  | 46.47 |  | 40.59 |  | 44.68 |  | 40.59 |  | 35.46 |  | 40.59 |  | 36.88 |  | 32.22 |  | 36.44 |  | 34.24 |  | 29.91 |  | 33.27 |  | 32.22 |  | 28.15 |  | 30.8 |  | 30.61 |  | 26.74 |  | 28.81 |  | 28.81 |  | 25.57 |  | 25.77 |  | 25.77 |  | 23.74
|  |  | 24 | 64.44 |  | 51.15 |  | 44.68 |  | 44.68 |  | 40.59 |  | 35.46 |  | 38.41 |  | 35.46 |  | 30.98 |  | 33.27 |  | 32.22 |  | 28.15 |  | 29.75 |  | 29.75 |  | 26.13 |  | 27.16 |  | 27.16 |  | 24.59 |  | 25.15 |  | 25.15 |  | 23.36 |  | 23.52 |  | 23.52 |  | 22.34 |  | 21.04 |  | 21.04 |  | 20.74
1400S162-068 |  |  | 12 | 88.59 |  | 70.31 |  | 61.42 |  | 61.42 |  | 55.81 |  | 48.75 |  | 53.66 |  | 48.75 |  | 42.59 |  | 48.75 |  | 44.29 |  | 38.69 |  | 45.26 |  | 41.12 |  | 35.92 |  | 42.59 |  | 38.69 |  | 33.8 |  | 40.46 |  | 36.76 |  | 32.11 |  | 38.69 |  | 35.16 |  | 30.71 |  | 34.97 |  | 32.64 |  | 28.51
1400 | S162-068 | (50ksi) | 16 | 80.49 |  | 63.88 |  | 55.81 |  | 55.81 |  | 50.7 |  | 44.29 |  | 48.75 |  | 44.29 |  | 38.69 |  | 44.29 |  | 40.24 |  | 35.16 |  | 41.12 |  | 37.36 |  | 32.64 |  | 38.69 |  | 35.16 |  | 30.71 |  | 36.2 |  | 33.4 |  | 29.17 |  | 33.86 |  | 31.94 |  | 27.9 |  | 30.29 |  | 29.65 |  | 25.9
|  |  | 24 | 70.31 |  | 55.81 |  | 48.75 |  | 48.75 |  | 44.29 |  | 38.69 |  | 42.59 |  | 38.69 |  | 33.8 |  | 38.69 |  | 35.16 |  | 30.71 |  | 34.97 |  | 32.64 |  | 28.51 |  | 31.93 |  | 30.71 |  | 26.83 |  | 29.56 |  | 29.17 |  | 25.49 |  | 27.65 |  | 27.65 |  | 24.38 |  | 24.73 |  | 24.73 |  | 22.63
1400S162-097 |  |  | 12 | 101.29 |  | 80.39 |  | 70.23 |  | 70.23 |  | 63.81 |  | 55.74 |  | 61.35 |  | 55.74 |  | 48.69 |  | 55.74 |  | 50.64 |  | 44.24 |  | 51.74 |  | 47.01 |  | 41.07 |  | 48.69 |  | 44.24 |  | 38.65 |  | 46.25 |  | 42.03 |  | 36.71 |  | 44.24 |  | 40.2 |  | 35.11 |  | 41.07 |  | 37.31 |  | 32.6
1400 | S162-097 | (50ksi) | 16 | 92.03 |  | 73.04 |  | 63.81 |  | 63.81 |  | 57.97 |  | 50.64 |  | 55.74 |  | 50.64 |  | 44.24 |  | 50.64 |  | 46.01 |  | 40.2 |  | 47.01 |  | 42.71 |  | 37.31 |  | 44.24 |  | 40.2 |  | 35.11 |  | 42.03 |  | 38.18 |  | 33.36 |  | 40.2 |  | 36.52 |  | 31.9 |  | 37.31 |  | 33.9 |  | 29.62
|  |  | 24 | 80.39 |  | 63.81 |  | 55.74 |  | 55.74 |  | 50.64 |  | 44.24 |  | 48.69 |  | 44.24 |  | 38.65 |  | 44.24 |  | 40.2 |  | 35.11 |  | 41.07 |  | 37.31 |  | 32.6 |  | 38.65 |  | 35.11 |  | 30.68 |  | 36.71 |  | 33.36 |  | 29.14 |  | 35.11 |  | 31.9 |  | 27.87 |  | 31.43 |  | 29.62 |  | 25.87
1400S162-118 |  |  | 12 | 108.82 |  | 86.37 |  | 75.45 |  | 75.45 |  | 68.55 |  | 59.89 |  | 65.91 |  | 59.89 |  | 52.32 |  | 59.89 |  | 54.41 |  | 47.53 |  | 55.59 |  | 50.51 |  | 44.12 |  | 52.32 |  | 47.53 |  | 41.52 |  | 49.7 |  | 45.15 |  | 39.44 |  | 47.53 |  | 43.19 |  | 37.73 |  | 44.12 |  | 40.09 |  | 35.02
1400 | S162-118 | (50ksi) | 16 | 98.87 |  | 78.47 |  | 68.55 |  | 68.55 |  | 62.28 |  | 54.41 |  | 59.89 |  | 54.41 |  | 47.53 |  | 54.41 |  | 49.43 |  | 43.19 |  | 50.51 |  | 45.89 |  | 40.09 |  | 47.53 |  | 43.19 |  | 37.73 |  | 45.15 |  | 41.02 |  | 35.84 |  | 43.19 |  | 39.24 |  | 34.28 |  | 40.09 |  | 36.42 |  | 31.82
|  |  | 24 | 86.37 |  | 68.55 |  | 59.89 |  | 59.89 |  | 54.41 |  | 47.53 |  | 52.32 |  | 47.53 |  | 41.52 |  | 47.53 |  | 43.19 |  | 37.73 |  | 44.12 |  | 40.09 |  | 35.02 |  | 41.52 |  | 37.73 |  | 32.96 |  | 39.44 |  | 35.84 |  | 31.31 |  | 37.73 |  | 34.28 |  | 29.94 |  | 35.02 |  | 31.82 |  | 27.8
1400S200-054 |  |  | 12 | 84.16 |  | 66.8 |  | 58.35 |  | 58.35 |  | 53.02 |  | 46.31 |  | 50.98 |  | 46.31 |  | 40.46 |  | 46.31 |  | 42.08 |  | 36.76 |  | 42.29 |  | 39.06 |  | 34.12 |  | 38.6 |  | 36.76 |  | 32.11 |  | 35.74 |  | 34.92 |  | 30.5 |  | 33.43 |  | 33.4 |  | 29.18 |  | 29.9 |  | 29.9 |  | 27.08
1400 | S200-054 | (50ksi) | 16 | 76.46 |  | 60.69 |  | 53.02 |  | 53.02 |  | 48.17 |  | 42.08 |  | 46.31 |  | 42.08 |  | 36.76 |  | 40.94 |  | 38.23 |  | 33.4 |  | 36.62 |  | 35.49 |  | 31 |  | 33.43 |  | 33.4 |  | 29.18 |  | 30.95 |  | 30.95 |  | 27.71 |  | 28.95 |  | 28.95 |  | 26.51 |  | 25.9 |  | 25.9 |  | 24.61
|  |  | 24 | 66.8 |  | 53.02 |  | 46.31 |  | 46.31 |  | 42.08 |  | 36.76 |  | 38.6 |  | 36.76 |  | 32.11 |  | 33.43 |  | 33.4 |  | 29.18 |  | 29.9 |  | 29.9 |  | 27.08 |  | 27.3 |  | 27.3 |  | 25.49 |  | 25.27 |  | 25.27 |  | 24.21 |  | 23.64 |  | 23.64 |  | 23.16 |  | 21.14 |  | 21.14 |  | 21.14
1400S200-068 |  |  | 12 | 91.85 |  | 72.9 |  | 63.68 |  | 63.68 |  | 57.86 |  | 50.55 |  | 55.63 |  | 50.55 |  | 44.16 |  | 50.55 |  | 45.92 |  | 40.12 |  | 46.92 |  | 42.63 |  | 37.24 |  | 44.16 |  | 40.12 |  | 35.05 |  | 41.94 |  | 38.11 |  | 33.29 |  | 40.12 |  | 36.45 |  | 31.84 |  | 36.27 |  | 33.84 |  | 29.56
1400 | S200-068 | (50ksi) | 16 | 83.45 |  | 66.23 |  | 57.86 |  | 57.86 |  | 52.57 |  | 45.92 |  | 50.55 |  | 45.92 |  | 40.12 |  | 45.92 |  | 41.72 |  | 36.45 |  | 42.63 |  | 38.73 |  | 33.84 |  | 40.12 |  | 36.45 |  | 31.84 |  | 37.54 |  | 34.62 |  | 30.25 |  | 35.12 |  | 33.12 |  | 28.93 |  | 31.41 |  | 30.74 |  | 26.86
|  |  | 24 | 72.9 |  | 57.86 |  | 50.55 |  | 50.55 |  | 45.92 |  | 40.12 |  | 44.16 |  | 40.12 |  | 35.05 |  | 40.12 |  | 36.45 |  | 31.84 |  | 36.27 |  | 33.84 |  | 29.56 |  | 33.11 |  | 31.84 |  | 27.82 |  | 30.65 |  | 30.25 |  | 26.42 |  | 28.67 |  | 28.67 |  | 25.27 |  | 25.65 |  | 25.65 |  | 23.46
1400S200-097 |  |  | 12 | 104.91 |  | 83.26 |  | 72.74 |  | 72.74 |  | 66.09 |  | 57.73 |  | 63.54 |  | 57.73 |  | 50.43 |  | 57.73 |  | 52.45 |  | 45.82 |  | 53.59 |  | 48.69 |  | 42.54 |  | 50.43 |  | 45.82 |  | 40.03 |  | 47.91 |  | 43.53 |  | 38.02 |  | 45.82 |  | 41.63 |  | 36.37 |  | 42.54 |  | 38.65 |  | 33.76
1400 | S200-097 | (50ksi) | 16 | 95.31 |  | 75.65 |  | 66.09 |  | 66.09 |  | 60.04 |  | 52.45 |  | 57.73 |  | 52.45 |  | 45.82 |  | 52.45 |  | 47.66 |  | 41.63 |  | 48.69 |  | 44.24 |  | 38.65 |  | 45.82 |  | 41.63 |  | 36.37 |  | 43.53 |  | 39.55 |  | 34.55 |  | 41.63 |  | 37.83 |  | 33.04 |  | 38.65 |  | 35.11 |  | 30.67
|  |  | 24 | 83.26 |  | 66.09 |  | 57.73 |  | 57.73 |  | 52.45 |  | 45.82 |  | 50.43 |  | 45.82 |  | 40.03 |  | 45.82 |  | 41.63 |  | 36.37 |  | 42.54 |  | 38.65 |  | 33.76 |  | 40.03 |  | 36.37 |  | 31.77 |  | 38.02 |  | 34.55 |  | 30.18 |  | 36.37 |  | 33.04 |  | 28.87 |  | 33.36 |  | 30.67 |  | 26.8
1400S200-118 |  |  | 12 | 112.83 |  | 89.56 |  | 78.24 |  | 78.24 |  | 71.08 |  | 62.1 |  | 68.34 |  | 62.1 |  | 54.25 |  | 62.1 |  | 56.42 |  | 49.29 |  | 57.64 |  | 52.37 |  | 45.75 |  | 54.25 |  | 49.29 |  | 43.05 |  | 51.53 |  | 46.82 |  | 40.9 |  | 49.29 |  | 44.78 |  | 39.12 |  | 45.75 |  | 41.57 |  | 36.31
1400 | S200-118 | (50ksi) | 16 | 102.52 |  | 81.37 |  | 71.08 |  | 71.08 |  | 64.58 |  | 56.42 |  | 62.1 |  | 56.42 |  | 49.29 |  | 56.42 |  | 51.26 |  | 44.78 |  | 52.37 |  | 47.58 |  | 41.57 |  | 49.29 |  | 44.78 |  | 39.12 |  | 46.82 |  | 42.54 |  | 37.16 |  | 44.78 |  | 40.68 |  | 35.54 |  | 41.57 |  | 37.77 |  | 32.99
|  |  | 24 | 89.56 |  | 71.08 |  | 62.1 |  | 62.1 |  | 56.42 |  | 49.29 |  | 54.25 |  | 49.29 |  | 43.05 |  | 49.29 |  | 44.78 |  | 39.12 |  | 45.75 |  | 41.57 |  | 36.31 |  | 43.05 |  | 39.12 |  | 34.17 |  | 40.9 |  | 37.16 |  | 32.46 |  | 39.12 |  | 35.54 |  | 31.05 |  | 36.31 |  | 32.99 |  | 28.82
1400S250-054 |  |  | 12 | 87.09 |  | 69.12 |  | 60.39 |  | 60.39 |  | 54.86 |  | 47.93 |  | 52.75 |  | 47.93 |  | 41.87 |  | 47.93 |  | 43.55 |  | 38.04 |  | 43.44 |  | 40.42 |  | 35.31 |  | 39.65 |  | 38.04 |  | 33.23 |  | 36.71 |  | 36.14 |  | 31.57 |  | 34.34 |  | 34.34 |  | 30.19 |  | 30.71 |  | 30.71 |  | 28.03
1400 | S250-054 | (50ksi) | 16 | 79.13 |  | 62.8 |  | 54.86 |  | 54.86 |  | 49.85 |  | 43.55 |  | 47.93 |  | 43.55 |  | 38.04 |  | 42.06 |  | 39.56 |  | 34.56 |  | 37.62 |  | 36.73 |  | 32.08 |  | 34.34 |  | 34.34 |  | 30.19 |  | 31.79 |  | 31.79 |  | 28.68 |  | 29.74 |  | 29.74 |  | 27.43 |  | 26.6 |  | 26.6 |  | 25.47
|  |  | 24 | 68.68 |  | 54.86 |  | 47.93 |  | 47.93 |  | 43.55 |  | 38.04 |  | 39.65 |  | 38.04 |  | 33.23 |  | 34.34 |  | 34.34 |  | 30.19 |  | 30.71 |  | 30.71 |  | 28.03 |  | 28.04 |  | 28.04 |  | 26.38 |  | 25.96 |  | 25.96 |  | 25.05 |  | 24.28 |  | 24.28 |  | 23.96 |  | 21.72 |  | 21.72 |  | 21.72
1400S250-068 |  |  | 12 | 95.82 |  | 76.06 |  | 66.44 |  | 66.44 |  | 60.36 |  | 52.73 |  | 58.04 |  | 52.73 |  | 46.07 |  | 52.73 |  | 47.91 |  | 41.85 |  | 48.95 |  | 44.48 |  | 38.85 |  | 46.07 |  | 41.85 |  | 36.56 |  | 43.76 |  | 39.76 |  | 34.73 |  | 41.47 |  | 38.03 |  | 33.22 |  | 37.09 |  | 35.3 |  | 30.84
1400 | S250-068 | (50ksi) | 16 | 87.06 |  | 69.1 |  | 60.36 |  | 60.36 |  | 54.85 |  | 47.91 |  | 52.73 |  | 47.91 |  | 41.85 |  | 47.91 |  | 43.53 |  | 38.03 |  | 44.48 |  | 40.41 |  | 35.3 |  | 41.47 |  | 38.03 |  | 33.22 |  | 38.39 |  | 36.12 |  | 31.56 |  | 35.91 |  | 34.55 |  | 30.18 |  | 32.12 |  | 32.07 |  | 28.02
|  |  | 24 | 76.06 |  | 60.36 |  | 52.73 |  | 52.73 |  | 47.91 |  | 41.85 |  | 46.07 |  | 41.85 |  | 36.56 |  | 41.47 |  | 38.03 |  | 33.22 |  | 37.09 |  | 35.3 |  | 30.84 |  | 33.86 |  | 33.22 |  | 29.02 |  | 31.35 |  | 31.35 |  | 27.57 |  | 29.32 |  | 29.32 |  | 26.37 |  | 26.23 |  | 26.23 |  | 24.48
1400S250-097 |  |  | 12 | 109.15 |  | 86.63 |  | 75.68 |  | 75.68 |  | 68.76 |  | 60.07 |  | 66.11 |  | 60.07 |  | 52.47 |  | 60.07 |  | 54.58 |  | 47.68 |  | 55.76 |  | 50.66 |  | 44.26 |  | 52.47 |  | 47.68 |  | 41.65 |  | 49.85 |  | 45.29 |  | 39.56 |  | 47.68 |  | 43.32 |  | 37.84 |  | 44.26 |  | 40.21 |  | 35.13
1400 | S250-097 | (50ksi) | 16 | 99.17 |  | 78.71 |  | 68.76 |  | 68.76 |  | 62.47 |  | 54.58 |  | 60.07 |  | 54.58 |  | 47.68 |  | 54.58 |  | 49.58 |  | 43.32 |  | 50.66 |  | 46.03 |  | 40.21 |  | 47.68 |  | 43.32 |  | 37.84 |  | 45.29 |  | 41.15 |  | 35.94 |  | 43.32 |  | 39.36 |  | 34.38 |  | 40.21 |  | 36.53 |  | 31.92
|  |  | 24 | 86.63 |  | 68.76 |  | 60.07 |  | 60.07 |  | 54.58 |  | 47.68 |  | 52.47 |  | 47.68 |  | 41.65 |  | 47.68 |  | 43.32 |  | 37.84 |  | 44.26 |  | 40.21 |  | 35.13 |  | 41.65 |  | 37.84 |  | 33.06 |  | 39.56 |  | 35.94 |  | 31.4 |  | 37.84 |  | 34.38 |  | 30.03 |  | 35.13 |  | 31.92 |  | 27.88
1400S250-118 |  |  | 12 | 116.79 |  | 92.69 |  | 80.97 |  | 80.97 |  | 73.57 |  | 64.27 |  | 70.74 |  | 64.27 |  | 56.14 |  | 64.27 |  | 58.39 |  | 51.01 |  | 59.66 |  | 54.21 |  | 47.35 |  | 56.14 |  | 51.01 |  | 44.56 |  | 53.33 |  | 48.46 |  | 42.33 |  | 51.01 |  | 46.35 |  | 40.49 |  | 47.35 |  | 43.02 |  | 37.59
1400 | S250-118 | (50ksi) | 16 | 106.11 |  | 84.22 |  | 73.57 |  | 73.57 |  | 66.84 |  | 58.39 |  | 64.27 |  | 58.39 |  | 51.01 |  | 58.39 |  | 53.05 |  | 46.35 |  | 54.21 |  | 49.25 |  | 43.02 |  | 51.01 |  | 46.35 |  | 40.49 |  | 48.46 |  | 44.03 |  | 38.46 |  | 46.35 |  | 42.11 |  | 36.79 |  | 43.02 |  | 39.09 |  | 34.15
|  |  | 24 | 92.69 |  | 73.57 |  | 64.27 |  | 64.27 |  | 58.39 |  | 51.01 |  | 56.14 |  | 51.01 |  | 44.56 |  | 51.01 |  | 46.35 |  | 40.49 |  | 47.35 |  | 43.02 |  | 37.59 |  | 44.56 |  | 40.49 |  | 35.37 |  | 42.33 |  | 38.46 |  | 33.6 |  | 40.49 |  | 36.79 |  | 32.13 |  | 37.59 |  | 34.15 |  | 29.83
1400S300-054 |  |  | 12 | 88.82 |  | 70.5 |  | 61.58 |  | 61.58 |  | 55.95 |  | 48.88 |  | 53.8 |  | 48.88 |  | 42.7 |  | 48.88 |  | 44.41 |  | 38.8 |  | 44.37 |  | 41.23 |  | 36.01 |  | 40.5 |  | 38.8 |  | 33.89 |  | 37.5 |  | 36.85 |  | 32.19 |  | 35.08 |  | 35.08 |  | 30.79 |  | 31.37 |  | 31.37 |  | 28.59
1400 | S300-054 | (50ksi) | 16 | 80.7 |  | 64.05 |  | 55.95 |  | 55.95 |  | 50.84 |  | 44.41 |  | 48.88 |  | 44.41 |  | 38.8 |  | 42.96 |  | 40.35 |  | 35.25 |  | 38.43 |  | 37.46 |  | 32.72 |  | 35.08 |  | 35.08 |  | 30.79 |  | 32.48 |  | 32.48 |  | 29.25 |  | 30.38 |  | 30.38 |  | 27.98 |  | 27.17 |  | 27.17 |  | 25.97
|  |  | 24 | 70.16 |  | 55.95 |  | 48.88 |  | 48.88 |  | 44.41 |  | 38.8 |  | 40.5 |  | 38.8 |  | 33.89 |  | 35.08 |  | 35.08 |  | 30.79 |  | 31.37 |  | 31.37 |  | 28.59 |  | 28.64 |  | 28.64 |  | 26.9 |  | 26.52 |  | 26.52 |  | 25.55 |  | 24.8 |  | 24.8 |  | 24.44 |  | 22.19 |  | 22.19 |  | 22.19
1400S300-068 |  |  | 12 | 98.83 |  | 78.44 |  | 68.52 |  | 68.52 |  | 62.26 |  | 54.39 |  | 59.86 |  | 54.39 |  | 47.51 |  | 54.39 |  | 49.41 |  | 43.17 |  | 50.49 |  | 45.87 |  | 40.07 |  | 47.51 |  | 43.17 |  | 37.71 |  | 45.13 |  | 41.01 |  | 35.82 |  | 42.59 |  | 39.22 |  | 34.26 |  | 38.09 |  | 36.41 |  | 31.81
1400 | S300-068 | (50ksi) | 16 | 89.79 |  | 71.27 |  | 62.26 |  | 62.26 |  | 56.57 |  | 49.41 |  | 54.39 |  | 49.41 |  | 43.17 |  | 49.41 |  | 44.9 |  | 39.22 |  | 45.87 |  | 41.68 |  | 36.41 |  | 42.59 |  | 39.22 |  | 34.26 |  | 39.43 |  | 37.26 |  | 32.55 |  | 36.88 |  | 35.63 |  | 31.13 |  | 32.99 |  | 32.99 |  | 28.9
|  |  | 24 | 78.44 |  | 62.26 |  | 54.39 |  | 54.39 |  | 49.41 |  | 43.17 |  | 47.51 |  | 43.17 |  | 37.71 |  | 42.59 |  | 39.22 |  | 34.26 |  | 38.09 |  | 36.41 |  | 31.81 |  | 34.77 |  | 34.26 |  | 29.93 |  | 32.19 |  | 32.19 |  | 28.43 |  | 30.11 |  | 30.11 |  | 27.19 |  | 26.93 |  | 26.93 |  | 25.24
1400S300-097 |  |  | 12 | 112.76 |  | 89.49 |  | 78.18 |  | 78.18 |  | 71.03 |  | 62.05 |  | 68.3 |  | 62.05 |  | 54.21 |  | 62.05 |  | 56.38 |  | 49.25 |  | 57.6 |  | 52.34 |  | 45.72 |  | 54.21 |  | 49.25 |  | 43.02 |  | 51.49 |  | 46.78 |  | 40.87 |  | 49.25 |  | 44.75 |  | 39.09 |  | 45.72 |  | 41.54 |  | 36.29
1400 | S300-097 | (50ksi) | 16 | 102.44 |  | 81.31 |  | 71.03 |  | 71.03 |  | 64.54 |  | 56.38 |  | 62.05 |  | 56.38 |  | 49.25 |  | 56.38 |  | 51.22 |  | 44.75 |  | 52.34 |  | 47.55 |  | 41.54 |  | 49.25 |  | 44.75 |  | 39.09 |  | 46.78 |  | 42.51 |  | 37.13 |  | 44.75 |  | 40.66 |  | 35.52 |  | 41.54 |  | 37.74 |  | 32.97
|  |  | 24 | 89.49 |  | 71.03 |  | 62.05 |  | 62.05 |  | 56.38 |  | 49.25 |  | 54.21 |  | 49.25 |  | 43.02 |  | 49.25 |  | 44.75 |  | 39.09 |  | 45.72 |  | 41.54 |  | 36.29 |  | 43.02 |  | 39.09 |  | 34.15 |  | 40.87 |  | 37.13 |  | 32.44 |  | 39.09 |  | 35.52 |  | 31.03 |  | 36.28 |  | 32.97 |  | 28.8
1400S300-118 |  |  | 12 | 120.56 |  | 95.69 |  | 83.59 |  | 83.59 |  | 75.95 |  | 66.35 |  | 73.03 |  | 66.35 |  | 57.96 |  | 66.35 |  | 60.28 |  | 52.66 |  | 61.59 |  | 55.96 |  | 48.89 |  | 57.96 |  | 52.66 |  | 46 |  | 55.06 |  | 50.02 |  | 43.7 |  | 52.66 |  | 47.84 |  | 41.8 |  | 48.89 |  | 44.42 |  | 38.8
1400 | S300-118 | (50ksi) | 16 | 109.54 |  | 86.94 |  | 75.95 |  | 75.95 |  | 69 |  | 60.28 |  | 66.35 |  | 60.28 |  | 52.66 |  | 60.28 |  | 54.77 |  | 47.84 |  | 55.96 |  | 50.84 |  | 44.42 |  | 52.66 |  | 47.84 |  | 41.8 |  | 50.02 |  | 45.45 |  | 39.7 |  | 47.84 |  | 43.47 |  | 37.97 |  | 44.42 |  | 40.35 |  | 35.25
|  |  | 24 | 95.69 |  | 75.95 |  | 66.35 |  | 66.35 |  | 60.28 |  | 52.66 |  | 57.96 |  | 52.66 |  | 46 |  | 52.66 |  | 47.84 |  | 41.8 |  | 48.89 |  | 44.42 |  | 38.8 |  | 46 |  | 41.8 |  | 36.51 |  | 43.7 |  | 39.7 |  | 34.68 |  | 41.8 |  | 37.97 |  | 33.17 |  | 38.8 |  | 35.25 |  | 30.8
1400S350-054 |  |  | 12 | 96.23 |  | 76.38 |  | 66.72 |  | 66.72 |  | 60.62 |  | 52.96 |  | 58.29 |  | 52.96 |  | 46.26 |  | 52.96 |  | 48.11 |  | 42.03 |  | 48.16 |  | 44.67 |  | 39.02 |  | 43.96 |  | 42.03 |  | 36.72 |  | 40.7 |  | 39.93 |  | 34.88 |  | 38.07 |  | 38.07 |  | 33.36 |  | 34.06 |  | 34.06 |  | 30.97
1400 | S350-054 | (50ksi) | 16 | 87.43 |  | 69.39 |  | 60.62 |  | 60.62 |  | 55.08 |  | 48.11 |  | 52.96 |  | 48.11 |  | 42.03 |  | 46.63 |  | 43.72 |  | 38.19 |  | 41.71 |  | 40.58 |  | 35.45 |  | 38.07 |  | 38.07 |  | 33.36 |  | 35.25 |  | 35.25 |  | 31.69 |  | 32.97 |  | 32.97 |  | 30.31 |  | 29.49 |  | 29.49 |  | 28.14
|  |  | 24 | 76.15 |  | 60.62 |  | 52.96 |  | 52.96 |  | 48.11 |  | 42.03 |  | 43.96 |  | 42.03 |  | 36.72 |  | 38.07 |  | 38.07 |  | 33.36 |  | 34.06 |  | 34.06 |  | 30.97 |  | 31.09 |  | 31.09 |  | 29.14 |  | 28.78 |  | 28.78 |  | 27.68 |  | 26.92 |  | 26.92 |  | 26.48 |  | 23.52 |  | 23.52 |  | 23.52
1400S350-068 |  |  | 12 | 104.26 |  | 82.75 |  | 72.29 |  | 72.29 |  | 65.68 |  | 57.38 |  | 63.15 |  | 57.38 |  | 50.12 |  | 57.38 |  | 52.13 |  | 45.54 |  | 53.26 |  | 48.39 |  | 42.28 |  | 50.12 |  | 45.54 |  | 39.78 |  | 47.61 |  | 43.26 |  | 37.79 |  | 45.32 |  | 41.38 |  | 36.15 |  | 40.53 |  | 38.41 |  | 33.55
1400 | S350-068 | (50ksi) | 16 | 94.73 |  | 75.19 |  | 65.68 |  | 65.68 |  | 59.67 |  | 52.13 |  | 57.38 |  | 52.13 |  | 45.54 |  | 52.13 |  | 47.36 |  | 41.38 |  | 48.39 |  | 43.97 |  | 38.41 |  | 45.32 |  | 41.38 |  | 36.15 |  | 41.95 |  | 39.3 |  | 34.34 |  | 39.24 |  | 37.59 |  | 32.84 |  | 35.1 |  | 34.9 |  | 30.49
|  |  | 24 | 82.75 |  | 65.68 |  | 57.38 |  | 57.38 |  | 52.13 |  | 45.54 |  | 50.12 |  | 45.54 |  | 39.78 |  | 45.32 |  | 41.38 |  | 36.15 |  | 40.53 |  | 38.41 |  | 33.55 |  | 37 |  | 36.15 |  | 31.58 |  | 34.26 |  | 34.26 |  | 29.99 |  | 32.04 |  | 32.04 |  | 28.69 |  | 28.66 |  | 28.66 |  | 26.63
1400S350-097 |  |  | 12 | 116.5 |  | 92.46 |  | 80.77 |  | 80.77 |  | 73.39 |  | 64.11 |  | 70.56 |  | 64.11 |  | 56 |  | 64.11 |  | 58.25 |  | 50.88 |  | 59.51 |  | 54.07 |  | 47.24 |  | 56 |  | 50.88 |  | 44.45 |  | 53.2 |  | 48.34 |  | 42.22 |  | 50.88 |  | 46.23 |  | 40.39 |  | 47.24 |  | 42.92 |  | 37.49
1400 | S350-097 | (50ksi) | 16 | 105.84 |  | 84.01 |  | 73.39 |  | 73.39 |  | 66.68 |  | 58.25 |  | 64.11 |  | 58.25 |  | 50.88 |  | 58.25 |  | 52.92 |  | 46.23 |  | 54.07 |  | 49.13 |  | 42.92 |  | 50.88 |  | 46.23 |  | 40.39 |  | 48.34 |  | 43.92 |  | 38.36 |  | 46.23 |  | 42 |  | 36.69 |  | 42.92 |  | 38.99 |  | 34.06
|  |  | 24 | 92.46 |  | 73.39 |  | 64.11 |  | 64.11 |  | 58.25 |  | 50.88 |  | 56 |  | 50.88 |  | 44.45 |  | 50.88 |  | 46.23 |  | 40.39 |  | 47.24 |  | 42.92 |  | 37.49 |  | 44.45 |  | 40.39 |  | 35.28 |  | 42.22 |  | 38.36 |  | 33.51 |  | 40.39 |  | 36.69 |  | 32.05 |  | 37.49 |  | 34.06 |  | 29.76
1400S350-118 |  |  | 12 | 124.37 |  | 98.71 |  | 86.23 |  | 86.23 |  | 78.35 |  | 68.44 |  | 75.33 |  | 68.44 |  | 59.79 |  | 68.44 |  | 62.18 |  | 54.32 |  | 63.54 |  | 57.73 |  | 50.43 |  | 59.79 |  | 54.32 |  | 47.46 |  | 56.8 |  | 51.6 |  | 45.08 |  | 54.32 |  | 49.36 |  | 43.12 |  | 50.43 |  | 45.82 |  | 40.03
1400 | S350-118 | (50ksi) | 16 | 113 |  | 89.69 |  | 78.35 |  | 78.35 |  | 71.18 |  | 62.18 |  | 68.44 |  | 62.18 |  | 54.32 |  | 62.18 |  | 56.5 |  | 49.36 |  | 57.73 |  | 52.45 |  | 45.82 |  | 54.32 |  | 49.36 |  | 43.12 |  | 51.6 |  | 46.88 |  | 40.96 |  | 49.36 |  | 44.84 |  | 39.17 |  | 45.82 |  | 41.63 |  | 36.37
|  |  | 24 | 98.71 |  | 78.35 |  | 68.44 |  | 68.44 |  | 62.18 |  | 54.32 |  | 59.79 |  | 54.32 |  | 47.46 |  | 54.32 |  | 49.36 |  | 43.12 |  | 50.43 |  | 45.82 |  | 40.03 |  | 47.46 |  | 43.12 |  | 37.67 |  | 45.08 |  | 40.96 |  | 35.78 |  | 43.12 |  | 39.17 |  | 34.22 |  | 40.03 |  | 36.37 |  | 31.77
1600S125-068 |  |  | 12 | 92.55 |  | 73.45 |  | 64.17 |  | 64.17 |  | 58.3 |  | 50.93 |  | 56.06 |  | 50.93 |  | 44.49 |  | 50.93 |  | 46.27 |  | 40.42 |  | 47.28 |  | 42.96 |  | 37.53 |  | 43.28 |  | 40.42 |  | 35.31 |  | 40.07 |  | 38.4 |  | 33.54 |  | 37.48 |  | 36.73 |  | 32.08 |  | 33.52 |  | 33.52 |  | 29.78
1600 | S125-068 | (50ksi) | 16 | 84.08 |  | 66.74 |  | 58.3 |  | 58.3 |  | 52.97 |  | 46.27 |  | 50.93 |  | 46.27 |  | 40.42 |  | 45.9 |  | 42.04 |  | 36.73 |  | 41.06 |  | 39.03 |  | 34.09 |  | 37.48 |  | 36.73 |  | 32.08 |  | 34.7 |  | 34.7 |  | 30.48 |  | 32.46 |  | 32.46 |  | 29.15 |  | 29.03 |  | 29.03 |  | 27.06
1600S125-097 |  |  | 24 | 73.45 |  | 58.3 |  | 50.93 |  | 50.93 |  | 46.27 |  | 40.42 |  | 43.28 |  | 40.42 |  | 35.31 |  | 37.48 |  | 36.73 |  | 32.08 |  | 33.52 |  | 33.52 |  | 29.78 |  | 30.6 |  | 30.6 |  | 28.03 |  | 28.33 |  | 28.33 |  | 26.62 |  | 26.5 |  | 26.5 |  | 25.47 |  | 23.7 |  | 23.7 |  | 23.64
1600S125-097 |  |  | 12 | 106.66 |  | 84.65 |  | 73.95 |  | 73.95 |  | 67.19 |  | 58.7 |  | 64.6 |  | 58.7 |  | 51.28 |  | 58.7 |  | 53.33 |  | 46.59 |  | 54.49 |  | 49.51 |  | 43.25 |  | 51.28 |  | 46.59 |  | 40.7 |  | 48.71 |  | 44.25 |  | 38.66 |  | 46.59 |  | 42.33 |  | 36.98 |  | 43.25 |  | 39.29 |  | 34.33
1600 | S125-097 | (50ksi) | 16 | 96.9 |  | 76.91 |  | 67.19 |  | 67.19 |  | 61.05 |  | 53.33 |  | 58.7 |  | 53.33 |  | 46.59 |  | 53.33 |  | 48.45 |  | 42.33 |  | 49.51 |  | 44.98 |  | 39.29 |  | 46.59 |  | 42.33 |  | 36.98 |  | 44.25 |  | 40.21 |  | 35.12 |  | 41.95 |  | 38.46 |  | 33.59 |  | 37.52 |  | 35.7 |  | 31.19
|  |  | 24 | 84.65 |  | 67.19 |  | 58.7 |  | 58.7 |  | 53.33 |  | 46.59 |  | 51.28 |  | 46.59 |  | 40.7 |  | 46.59 |  | 42.33 |  | 36.98 |  | 43.25 |  | 39.29 |  | 34.33 |  | 39.55 |  | 36.98 |  | 32.3 |  | 36.62 |  | 35.12 |  | 30.68 |  | 34.25 |  | 33.59 |  | 29.35 |  | 30.64 |  | 30.64 |  | 27.24
1600S125-118 |  |  | 12 | 115.73 |  | 91.85 |  | 80.24 |  | 80.24 |  | 72.9 |  | 63.69 |  | 70.1 |  | 63.69 |  | 55.64 |  | 63.69 |  | 57.86 |  | 50.55 |  | 59.12 |  | 53.72 |  | 46.93 |  | 55.64 |  | 50.55 |  | 44.16 |  | 52.85 |  | 48.02 |  | 41.95 |  | 50.55 |  | 45.93 |  | 40.12 |  | 46.93 |  | 42.63 |  | 37.24
1600 | S125-118 | (50ksi) | 16 | 105.15 |  | 83.45 |  | 72.9 |  | 72.9 |  | 66.24 |  | 57.86 |  | 63.69 |  | 57.86 |  | 50.55 |  | 57.86 |  | 52.57 |  | 45.93 |  | 53.72 |  | 48.8 |  | 42.63 |  | 50.55 |  | 45.93 |  | 40.12 |  | 48.02 |  | 43.63 |  | 38.11 |  | 45.93 |  | 41.73 |  | 36.45 |  | 42.63 |  | 38.74 |  | 33.84
|  |  | 24 | 91.85 |  | 72.9 |  | 63.69 |  | 63.69 |  | 57.86 |  | 50.55 |  | 55.64 |  | 50.55 |  | 44.16 |  | 50.55 |  | 45.93 |  | 40.12 |  | 46.93 |  | 42.63 |  | 37.24 |  | 44.16 |  | 40.12 |  | 35.05 |  | 41.95 |  | 38.11 |  | 33.29 |  | 39.94 |  | 36.45 |  | 31.84 |  | 35.72 |  | 33.84 |  | 29.56
1600S137-068 |  |  | 12 | 95.7 |  | 75.96 |  | 66.35 |  | 66.35 |  | 60.29 |  | 52.67 |  | 57.97 |  | 52.67 |  | 46.01 |  | 52.67 |  | 47.85 |  | 41.8 |  | 48.89 |  | 44.42 |  | 38.8 |  | 46.01 |  | 41.8 |  | 36.52 |  | 42.87 |  | 39.71 |  | 34.69 |  | 40.1 |  | 37.98 |  | 33.18 |  | 35.87 |  | 35.26 |  | 30.8
1600 | S137-068 | (50ksi) | 16 | 86.95 |  | 69.01 |  | 60.29 |  | 60.29 |  | 54.77 |  | 47.85 |  | 52.67 |  | 47.85 |  | 41.8 |  | 47.85 |  | 43.47 |  | 37.98 |  | 43.93 |  | 40.36 |  | 35.26 |  | 40.1 |  | 37.98 |  | 33.18 |  | 37.13 |  | 36.08 |  | 31.52 |  | 34.73 |  | 34.51 |  | 30.14 |  | 31.06 |  | 31.06 |  | 27.98
|  |  | 24 | 75.96 |  | 60.29 |  | 52.67 |  | 52.67 |  | 47.85 |  | 41.8 |  | 46.01 |  | 41.8 |  | 36.52 |  | 40.1 |  | 37.98 |  | 33.18 |  | 35.87 |  | 35.26 |  | 30.8 |  | 32.74 |  | 32.74 |  | 28.98 |  | 30.31 |  | 30.31 |  | 27.53 |  | 28.36 |  | 28.36 |  | 26.33 |  | 25.36 |  | 25.36 |  | 24.45
1600S137-097 |  |  | 12 | 109.76 |  | 87.12 |  | 76.1 |  | 76.1 |  | 69.14 |  | 60.4 |  | 66.48 |  | 60.4 |  | 52.77 |  | 60.4 |  | 54.88 |  | 47.94 |  | 56.07 |  | 50.95 |  | 44.51 |  | 52.77 |  | 47.94 |  | 41.88 |  | 50.12 |  | 45.54 |  | 39.78 |  | 47.94 |  | 43.56 |  | 38.05 |  | 44.51 |  | 40.44 |  | 35.32
1600 | S137-097 | (50ksi) | 16 | 99.72 |  | 79.15 |  | 69.14 |  | 69.14 |  | 62.82 |  | 54.88 |  | 60.4 |  | 54.88 |  | 47.94 |  | 54.88 |  | 49.86 |  | 43.56 |  | 50.95 |  | 46.29 |  | 40.44 |  | 47.94 |  | 43.56 |  | 38.05 |  | 45.54 |  | 41.38 |  | 36.15 |  | 43.56 |  | 39.58 |  | 34.57 |  | 39.54 |  | 36.74 |  | 32.09
|  |  | 24 | 87.12 |  | 69.14 |  | 60.4 |  | 60.4 |  | 54.88 |  | 47.94 |  | 52.77 |  | 47.94 |  | 41.88 |  | 47.94 |  | 43.56 |  | 38.05 |  | 44.51 |  | 40.44 |  | 35.32 |  | 41.67 |  | 38.05 |  | 33.24 |  | 38.58 |  | 36.15 |  | 31.58 |  | 36.09 |  | 34.57 |  | 30.2 |  | 32.28 |  | 32.09 |  | 28.04
1600S137-118 |  |  | 12 | 118.73 |  | 94.24 |  | 82.32 |  | 82.32 |  | 74.8 |  | 65.34 |  | 71.92 |  | 65.34 |  | 57.08 |  | 65.34 |  | 59.36 |  | 51.86 |  | 60.66 |  | 55.11 |  | 48.14 |  | 57.08 |  | 51.86 |  | 45.3 |  | 54.22 |  | 49.26 |  | 43.03 |  | 51.86 |  | 47.12 |  | 41.16 |  | 48.14 |  | 43.74 |  | 38.21
1600 | S137-118 | (50ksi) | 16 | 107.87 |  | 85.62 |  | 74.8 |  | 74.8 |  | 67.96 |  | 59.36 |  | 65.34 |  | 59.36 |  | 51.86 |  | 59.36 |  | 53.94 |  | 47.12 |  | 55.11 |  | 50.07 |  | 43.74 |  | 51.86 |  | 47.12 |  | 41.16 |  | 49.26 |  | 44.76 |  | 39.1 |  | 47.12 |  | 42.81 |  | 37.4 |  | 43.74 |  | 39.74 |  | 34.72
|  |  | 24 | 94.24 |  | 74.8 |  | 65.34 |  | 65.34 |  | 59.36 |  | 51.86 |  | 57.08 |  | 51.86 |  | 45.3 |  | 51.86 |  | 47.12 |  | 41.16 |  | 48.14 |  | 43.74 |  | 38.21 |  | 45.3 |  | 41.16 |  | 35.96 |  | 43.03 |  | 39.1 |  | 34.16 |  | 41.16 |  | 37.4 |  | 32.67 |  | 37.33 |  | 34.72 |  | 30.33
1600S162-068 |  |  | 12 | 98.26 |  | 77.99 |  | 68.13 |  | 68.13 |  | 61.9 |  | 54.07 |  | 59.52 |  | 54.07 |  | 47.24 |  | 54.07 |  | 49.13 |  | 42.92 |  | 50.2 |  | 45.61 |  | 39.84 |  | 47.24 |  | 42.92 |  | 37.49 |  | 44.87 |  | 40.77 |  | 35.61 |  | 42.1 |  | 38.99 |  | 34.06 |  | 37.66 |  | 36.2 |  | 31.62
1600 | S162-068 | (50ksi) | 16 | 89.27 |  | 70.86 |  | 61.9 |  | 61.9 |  | 56.24 |  | 49.13 |  | 54.07 |  | 49.13 |  | 42.92 |  | 49.13 |  | 44.64 |  | 38.99 |  | 45.61 |  | 41.44 |  | 36.2 |  | 42.1 |  | 38.99 |  | 34.06 |  | 38.98 |  | 37.04 |  | 32.36 |  | 36.46 |  | 35.43 |  | 30.95 |  | 32.61 |  | 32.61 |  | 28.73
|  |  | 24 | 77.99 |  | 61.9 |  | 54.07 |  | 54.07 |  | 49.13 |  | 42.92 |  | 47.24 |  | 42.92 |  | 37.49 |  | 42.1 |  | 38.99 |  | 34.06 |  | 37.66 |  | 36.2 |  | 31.62 |  | 34.38 |  | 34.06 |  | 29.76 |  | 31.83 |  | 31.83 |  | 28.27 |  | 29.77 |  | 29.77 |  | 27.04 |  | 26.63 |  | 26.63 |  | 25.1
1600S162-097 |  |  | 12 | 112.8 |  | 89.53 |  | 78.21 |  | 78.21 |  | 71.06 |  | 62.08 |  | 68.32 |  | 62.08 |  | 54.23 |  | 62.08 |  | 56.4 |  | 49.27 |  | 57.63 |  | 52.36 |  | 45.74 |  | 54.23 |  | 49.27 |  | 43.04 |  | 51.51 |  | 46.8 |  | 40.89 |  | 49.27 |  | 44.76 |  | 39.11 |  | 45.74 |  | 41.56 |  | 36.3
1600 | S162-097 | (50ksi) | 16 | 102.49 |  | 81.34 |  | 71.06 |  | 71.06 |  | 64.56 |  | 56.4 |  | 62.08 |  | 56.4 |  | 49.27 |  | 56.4 |  | 51.24 |  | 44.76 |  | 52.36 |  | 47.57 |  | 41.56 |  | 49.27 |  | 44.76 |  | 39.11 |  | 46.8 |  | 42.52 |  | 37.15 |  | 44.76 |  | 40.67 |  | 35.53 |  | 41.51 |  | 37.76 |  | 32.98
|  |  | 24 | 89.53 |  | 71.06 |  | 62.08 |  | 62.08 |  | 56.4 |  | 49.27 |  | 54.23 |  | 49.27 |  | 43.04 |  | 49.27 |  | 44.76 |  | 39.11 |  | 45.74 |  | 41.56 |  | 36.3 |  | 43.04 |  | 39.11 |  | 34.16 |  | 40.51 |  | 37.15 |  | 32.45 |  | 37.9 |  | 35.53 |  | 31.04 |  | 33.89 |  | 32.98 |  | 28.81
1600S162-118 |  |  | 12 | 121.49 |  | 96.43 |  | 84.24 |  | 84.24 |  | 76.53 |  | 66.86 |  | 73.59 |  | 66.86 |  | 58.41 |  | 66.86 |  | 60.75 |  | 53.07 |  | 62.07 |  | 56.39 |  | 49.26 |  | 58.41 |  | 53.07 |  | 46.36 |  | 55.48 |  | 50.41 |  | 44.04 |  | 53.07 |  | 48.21 |  | 42.12 |  | 49.26 |  | 44.76 |  | 39.1
1600 | S162-118 | (50ksi) | 16 | 110.38 |  | 87.61 |  | 76.53 |  | 76.53 |  | 69.54 |  | 60.75 |  | 66.86 |  | 60.75 |  | 53.07 |  | 60.75 |  | 55.19 |  | 48.21 |  | 56.39 |  | 51.23 |  | 44.76 |  | 53.07 |  | 48.21 |  | 42.12 |  | 50.41 |  | 45.8 |  | 40.01 |  | 48.21 |  | 43.8 |  | 38.27 |  | 44.76 |  | 40.66 |  | 35.52
|  |  | 24 | 96.43 |  | 76.53 |  | 66.86 |  | 66.86 |  | 60.75 |  | 53.07 |  | 58.41 |  | 53.07 |  | 46.36 |  | 53.07 |  | 48.21 |  | 42.12 |  | 49.26 |  | 44.76 |  | 39.1 |  | 46.36 |  | 42.12 |  | 36.79 |  | 44.04 |  | 40.01 |  | 34.95 |  | 42.12 |  | 38.27 |  | 33.43 |  | 38.81 |  | 35.52 |  | 31.03
1600S200-068 |  |  | 12 | 101.77 |  | 80.78 |  | 70.56 |  | 70.56 |  | 64.11 |  | 56.01 |  | 61.64 |  | 56.01 |  | 48.93 |  | 56.01 |  | 50.89 |  | 44.45 |  | 51.99 |  | 47.24 |  | 41.27 |  | 48.93 |  | 44.45 |  | 38.83 |  | 46.48 |  | 42.23 |  | 36.89 |  | 43.66 |  | 40.39 |  | 35.28 |  | 39.05 |  | 37.49 |  | 32.75
1600 | S200-068 | (50ksi) | 16 | 92.47 |  | 73.39 |  | 64.11 |  | 64.11 |  | 58.25 |  | 50.89 |  | 56.01 |  | 50.89 |  | 44.45 |  | 50.89 |  | 46.23 |  | 40.39 |  | 47.24 |  | 42.92 |  | 37.49 |  | 43.66 |  | 40.39 |  | 35.28 |  | 40.42 |  | 38.37 |  | 33.51 |  | 37.81 |  | 36.69 |  | 32.06 |  | 33.82 |  | 33.82 |  | 29.76
|  |  | 24 | 80.78 |  | 64.11 |  | 56.01 |  | 56.01 |  | 50.89 |  | 44.45 |  | 48.93 |  | 44.45 |  | 38.83 |  | 43.66 |  | 40.39 |  | 35.28 |  | 39.05 |  | 37.49 |  | 32.75 |  | 35.64 |  | 35.28 |  | 30.82 |  | 33 |  | 33 |  | 29.28 |  | 30.87 |  | 30.87 |  | 28 |  | 27.61 |  | 27.61 |  | 26
1600S200-097 |  |  | 12 | 116.64 |  | 92.58 |  | 80.87 |  | 80.87 |  | 73.48 |  | 64.19 |  | 70.65 |  | 64.19 |  | 56.07 |  | 64.19 |  | 58.32 |  | 50.95 |  | 59.59 |  | 54.14 |  | 47.29 |  | 56.07 |  | 50.95 |  | 44.51 |  | 53.27 |  | 48.39 |  | 42.28 |  | 50.95 |  | 46.29 |  | 40.44 |  | 47.29 |  | 42.97 |  | 37.54
1600 | S200-097 | (50ksi) | 16 | 105.97 |  | 84.11 |  | 73.48 |  | 73.48 |  | 66.76 |  | 58.32 |  | 64.19 |  | 58.32 |  | 50.95 |  | 58.32 |  | 52.99 |  | 46.29 |  | 54.14 |  | 49.19 |  | 42.97 |  | 50.95 |  | 46.29 |  | 40.44 |  | 48.39 |  | 43.97 |  | 38.41 |  | 46.29 |  | 42.06 |  | 36.74 |  | 42.97 |  | 39.04 |  | 34.11
|  |  | 24 | 92.58 |  | 73.48 |  | 64.19 |  | 64.19 |  | 58.32 |  | 50.95 |  | 56.07 |  | 50.95 |  | 44.51 |  | 50.95 |  | 46.29 |  | 40.44 |  | 47.29 |  | 42.97 |  | 37.54 |  | 44.51 |  | 40.44 |  | 35.32 |  | 42.28 |  | 38.41 |  | 33.56 |  | 40.19 |  | 36.74 |  | 32.09 |  | 35.95 |  | 34.11 |  | 29.79
1600S200-118 |  |  | 12 | 125.73 |  | 99.79 |  | 87.18 |  | 87.18 |  | 79.21 |  | 69.19 |  | 76.16 |  | 69.19 |  | 60.45 |  | 69.19 |  | 62.87 |  | 54.92 |  | 64.23 |  | 58.36 |  | 50.98 |  | 60.45 |  | 54.92 |  | 47.98 |  | 57.42 |  | 52.17 |  | 45.57 |  | 54.92 |  | 49.9 |  | 43.59 |  | 50.98 |  | 46.32 |  | 40.46
1600 | S200-118 | (50ksi) | 16 | 114.24 |  | 90.67 |  | 79.21 |  | 79.21 |  | 71.96 |  | 62.87 |  | 69.19 |  | 62.87 |  | 54.92 |  | 62.87 |  | 57.12 |  | 49.9 |  | 58.36 |  | 53.02 |  | 46.32 |  | 54.92 |  | 49.9 |  | 43.59 |  | 52.17 |  | 47.4 |  | 41.41 |  | 49.9 |  | 45.33 |  | 39.6 |  | 46.32 |  | 42.08 |  | 36.76
|  |  | 24 | 99.79 |  | 79.21 |  | 69.19 |  | 69.19 |  | 62.87 |  | 54.92 |  | 60.45 |  | 54.92 |  | 47.98 |  | 54.92 |  | 49.9 |  | 43.59 |  | 50.98 |  | 46.32 |  | 40.46 |  | 47.98 |  | 43.59 |  | 38.08 |  | 45.57 |  | 41.41 |  | 36.17 |  | 43.59 |  | 39.6 |  | 34.6 |  | 40.46 |  | 36.76 |  | 32.12
For SI: 1 inch = 25.4 mm, 1 foot = 305 mm, 1 psf = 47.88 Pa.
Notes:
1. No reduction in lateral loading for bending or deflection has been used.
2. Maximum shipping length is limited to 60 feet.
3. Studs have not been checked for web crippling. See Table 11 for allowable web crippling loads.
4. Members marked with * indicate (h/t) web height to thickness ratios exceeding 200 but less than 260 which require web stiffeners (see typical web stiffener details).